## Introduction
TrustMark - Lodgement Data Dictionary
| Version: |  | 1.6.1
| Status: |  | Published
| Description: |  | "TrustMark Data Dictionary for work 'lodged' into Data Warehouse. Lodgement criteria has been based upon establishing what work was done when and by whom using common data definitions used in RdSAP, ECO and PAS2035. Businesses lodging work must be TrustMark registered for the correct work types at the time of installation. See in conjunction with the Structured Retrofit Data Model for PAS2035 elements
| Notes: |  | Certain work types require Financial Protection, the category of which is defined in the Work Type sheet. The Financial Protection Products are mapped to their relevant Financial Protection Categories.
| Effective from: |  | 17.02.2025
| Conventions used: |  | Key summary below and changes this version highlighted like so
Changelog
Date | Author | Version | Status | Description
30.05.2019 | P Vaughan | 1.0 Beta | Superseded | 1st iteration
26.07.2019 | P Vaughan | 1.1 Beta | Superseded | Updated following feedback
24.02.2020 | P Vaughan | 1.2 Beta | Superseded | • Additional trades and measures (including compensation and clarity for GSHP / ASHP in ECO) • Updated as per API changes, additional commentary provided • Aligned with v3.5 Ofgem Measure Table • PAS2035 additions • propertyConstruction used to map Ofgem Measure name [walltype] attribute • Updates to Financial Protection listings
15.06.2020 | P Vaughan | 1.3 Beta | Superseded | Mandatory financial Protection change: • UFI / RIRI handed over after 01 July 2020 • Other detail on financial protection required for 2 year financial protection to advise whether TrustMark Approved or other Protection aligned with Framework Section 10 • Ofgem Guarantee code added into Financial Protection Product Tab Financial Protection categories and requirement added for boiler, loft, room in roof and underfloor insulation amongst others. Update to work types: • those ending _1 retired. • SFI added Property Construction • new list values added for High Rise and Protected to specify whether solid or cavity wall. 30.06.2020 1.3.1. Clarification: Handover date is mandatory.
27.10.2020 | P Vaughan | 1.4.2 Beta | Superseded | Update for Green Home Grant Scheme - new fields for voucher number and MCS_certificate - New mappings for GHGS trades - New trade codes added for 'PAS2030:2017 - V' for new entrants to PAS who can take part in GHGVS but not ECO. and additional trades requested by Schemes - Added risk factors (for internal risk model) - New financial protection added FP_112 , FP_113 - New entrants certificated to PAS2030:2017 under point 4 of the UKAS Certification Requirements for the Green Homes Grant Voucher scheme to use the new tradecodes set up as 'PAS2030:2017 - V'
30.10.20 | P Vaughan | 1.4.3 Beta | Superseded | Correction: GHGS_Voucher is at measure rather than property level
15.12.20 | P Vaughan | 1.4.4 Beta | Superseded | Internal updates for non ECO Lodgement, changes to financial protection were provided to API users and published on the website. - General updated to conditionality and amendment to Financial Protection - Added LADS Measures - Changes to measure categories to make it easier for users to identify glazing measures -DW codes correction and Financial Protection updates (FP_107a,108a,114,115) - Warm Home Discount supported
07.06.21 | P. Vaughan | 1.4.5 Beta | Superseded
|  |  | Superseded | Added ECO measures: - Time and Temperature Zone Control - Upgrade Boiler (pre existing heating controls) - Fuel cell mCHP - Ofgem Innovation Measures ECO changes: - Park Homes (floor / roof) PAS2030:17 - Hybrid PAS2030:19 aligned with Ofgem measure table 3.7 General changes: - financial protection added to RMI trades - added to GHGVS and LADs loft where > 100mm existing insulation - LADS measure list published
14.10.21 | P. Vaughan | 1.4.6.1 Beta | Superseded | - FP_103 (Kinnell) no longer active - Updated trade name code on [MCS] measures (DW-231)
24.06.2022 | P Vaughan | 1.5 | Superseded | • ECO 4 measure name added to WorkType sheet (based upon latest information and may be subject to change) • Added DW-423 • Update to FP_115 • FRI-01 added for FP_117 and FRI added to accomodate EE-01 • DW-133 FP Cat changed to FRI-01 • TradeCode 197 added • WorkType> CPS flag added against measures • Work Type Measure_CAT renamed to Measure_Code
27.11.2023 | S Charkham / M Swift | 1.5.3.1 | Superseded | • Financial protection products added FP_ 118 - FP_124 '• OFGEM innovation measures added 016 - 023 '• Work Type added DW- 464 & 465 '• Trade Codes added into Work Type rows 321-335 • Added column for RdSAP 2012 Improvement Measures matching • Added column for RdSAP 2012 matching • Added missing values in the Work Type 'Standard' column
29.05.2024 | S Charkham / M Swift | 1.6 | Superseded | Addition of PAS 2030:2023 Trade Codes: 230-258 Addition of Trade Code 259 Addition of Trade Code 260 MCS - MCS technology number changed from 3 to 4 for DW-297, DW-298, DW-299, DW-300, DW-302, DW-416. DW-429, DW-436, DW-452. Removal of FP_121 Added finanical protection product FP_125 Addition of Ofgem Innovation Measures 024,025,026 Update the trade code of DW-530 to 244 Updated Standard of DW-247, DW-309, DW-310, DW-428, DW-430, DW-432.
17.02.2025 | M Swift | 1.6.1 | Published | Addition of Trade Codes: 260, 261, 262, 263, 264, 265. Addition of DW Codes: DW-554, DW-555, DW-556, DW-557, DW-558, DW-559, DW-560. Disable: DW-442. Addition of ECO4 name (previously missing): DW-167, DW-227, DW-512. Update to Financial Protection Product FP111 to include HIL-TM-01. Addition of Financial Protection Products F_126, F_127, F_128, F_129, F_130. Addition of Ofgem Innovation Measures 027, 028, 029, 030, 031, 032.
Definitions & Related Links
Term | Definition |  |  | Links
API | Application Programming Interface |  |  | Wikipedia - Application Programming Interface
ECO | Energy Company Obligation |  |  | Energy Company Obligation
Ofgem - supplier-contact-details
The Electricity and Gas (Energy Company Obligation) (Amendment) Order 2019
RdSAP | Reduced Data SAP |  |  | RdSAP 2012 - Appendix S - Dwelling Types
SAP | Standard Assessment Procedure |  |  | Gov.uk - SAP
PAS 2035 | Standard for retrofitting dwellings for improved energy efficiency |  |  | BSI - PAS2035
Other TrustMark Links and Resources
Data Warehouse |  |  |  | ECO | PAS2035
Data Warehouse Overview |  |  |  | Financial Protection Information | PAS2035 Overview
Lodgement Support and FAQ's |  |  |  | ECO 4 Information
API Documentation and GitHub Repository
API Retrofit Integration Documentation
All rights reserved TrustMark (2005) Ltd

## Work Details
Section | Field Name | Mandatory (Y N Condition) | Data type (Repeating?) | Constraints (min max range etc) | New Field | Comment | Coming changes
General | installedDate | Y | Date field | dd-mmm-yyyy date must be in the past. |  | Date work was undertaken and item installed commissioned and installation complete. | from 7 May 2021 enforcing date only (not datetime)
General | workTypeId | N | Integer | See Work Type sheet. Selecting the correct work Type id will inform of the measure details and associated standards |  | A short code can be used to simplify entry for regular work
General | workType | Conditional - required if WorkTypeId is not used | Option | Energy Efficiency Repair Maintenance & Improvement |  | Not Required when WorkTypeId used
General | measureCategory | Conditional - required if WorkTypeId is not used | Option | see Work Type tab for Work Category |  | Not Required when WorkTypeId used
General | measureType | Conditional - required if WorkTypeId is not used | Option | see Work Type tab for Work Type |  | Not Required when WorkTypeId used
General | pasAnnex | Conditional - required if WorkTypeId is not used | Option | see Work Type tab for Work Type |  | Not Required when WorkTypeId used. Only applicable to work undertaken the standard PAS2030
General | standard | Conditional - required if WorkTypeId is not used | Option | should not be possible for handover date to be before date of installation |  | Not Required when WorkTypeId used
General | handoverDate | Y | Date field | dd-mmm-yyyy |  | Mandatory | from 7 May 2021 enforcing date only (not datetime)
General | installerReferenceNumber | N | String |  |  | Your internal reference number for this work
General | SupplierReferenceNumber | Conditional | AlphaNumeric | AAANNNNNNN |  | What is the unique measure reference number that the supplier has generated for this particular measure? If work funded through ECO and known at time of lodgement
General | subInstallerName | N | String |  |  | Name of sub installer who did the work - Must be provided if different to business lodging work.
General | subInstallerTrustMarkLicenceNumber | N | Integer |  |  | If work is subcontracted what is the TrustMark Licence number of the installer? When provided validation will be performed against the license number of the sub installer Where populated Maps to OfgemTrustmark_Business_ Licence_Number
General | installerPasCertificateNumber | Conditional | String |  |  | Applicable if measure is referred to in PAS. This is confirmation of the PAS certification of the business that installed the measure.
General | certificateFreeTextDetails | Y | String | Must contain a value, no more than 250 characters recommended |  | Required for printing on certificate, can be used to describe the work undertaken
General | annualCostSaving | Conditional & Optional | Integer |  |  | Conditional - only if EEM
General | annualCostSavingCalculationMethod | Conditional & Optional | String |  |  | Conditional - only if EEM
General | workInvoiceTotal | N | Number | Float to 2 decimal places
General | preEPC | Conditional | Option | A B C D E F G |  | Conditional - only if EEM
General | postEPC | Conditional | Option | A B C D E F G |  | Conditional - only if EEM
Guarantee | guaranteeSelect | Conditional - where a 'Financial Protection Category' is popoulated against the work type | Option | FP_ProductID from Financial 'Protection Products worksheet'. Only guarantees appropriate to measure from 'Financial Protection Categories' worksheet should be used. |  | Maintained via API lodgement/taxonomies/guaranteetypes
Guarantee | fileUpload | Conditional - where a 'Financial Protection Category' is popoulated against the work type | Upload | Image, pdf, word, excel < 10MB
Guarantee | guaranteeIssuedBy | N | String |  |  | Not required when FP_ProductID is used in guaranteeSelect
Guarantee | guaranteePolicyReference | Conditional - in API where a 'Financial Protection Category' is popoulated against the work type | String |  |  | Property specific reference
Guarantee | guaranteeStartDate | Conditional - in API where a 'Financial Protection Category' is popoulated against the work type | Date field | dd-mmm-yyyy |  |  | from 7 May 2021 enforcing date only (not datetime)
Guarantee | guaranteeEndDate | N | Date field | dd-mmm-yyyy |  | available in API. | from 7 May 2021 enforcing date only (not datetime)
Guarantee | guaranteeCoverDuration | Conditional | Integer |  |  | Not required when FP_ProductID is used in guaranteeSelect
Additional | has100PercentMeasureInstalled | N | Option | Yes No N/A |  | Conditional - only if ECO Insulation
Additional | operativeName | N | String |  |  | Person who undertook the work. Format: FirstName LastName
Additional | operativeCertificationReference | Conditional - If Warm Home Discount and Boiler measure | String |  |  | Where appropriate the Gas Safe or Competent Person card number
Product | productManufacturer | Conditional - GHGVS / LADS and from 01 July 2020 for ECO | String |  |  |  | Mandatory for ECO from 01 July 2021
Product | productModel | N | String
Product | productVersion | N | String
Product | productSerialNumber | N | String
Product | productWarrantyDuration | N | Integer |  |  | Warranty duration in years
Product | productWarrantyUpload | N | Upload
Obligation | overallObligationPeriod | Conditional - If ECO | String | If DOCI is between 01/10/2018 and 31/03/2022 (inclusive) the entry should be ‘ECO3’.
Obligation | ecoSupplierReference | No | String | Avro Energy British Gas Bulb E EDF Energy E.ON Energy Green Network Green Star npower Octopus Energy OVO SSE ScottishPower Shell Energy (formerly First Utility) The Co-operative Energy The Utility Warehouse Utilita |  | If ECO and known at time of lodgement. List available will be maintained from API /lodgement/taxonomies/ecosuppliers
Pas2035role | tmln | If - Lodging as Retrofit Coordinator | Integer |  |  | TrustMark Licence number for the associated role or party lodging if third party
Pas2035role | pas2035_risk_rating | Conditional - if PAS2035 | String | A,B,C
Pas2035role | role | If - Lodging as Retrofit Coordinator | String | Advisor Assessor Designer Installer Evaluator |  | PAS 2035 Role
Pas2035role | workCode | If - Lodging as Retrofit Coordinator | String | As used in Work Type > WorkTypeId |  | Work Type > WorkTypeId Also available form API 'code' field lodgement/taxonomies/measuretypes
Pas2035role | rcRole | If - Lodging as Retrofit Coordinator | Boolean |  |  | PAS2035 indicates if Retrofit Coordinator
Pas2035role | pas2035RoleTMLN | If - Lodging as Retrofit Coordinator | Integer |  |  | TrustMark Licence number for the associated role
Pas2035role | comments | If - Lodging as Retrofit Coordinator | String |  |  | Comments associated with the file
Pas2035role | filename | If - Lodging as Retrofit Coordinator | String | Image, pdf, word, excel < 10MB |  | Image, pdf, word, excel
Document | uploadToken | If - Lodging as Retrofit Coordinator | String |  |  | Required to upload files via API see documentation in GitHub
Document | documentType | If - Lodging as Retrofit Coordinator | String | Advice report Assessment report Claim of compliance PAS2030 Claim of compliance PAS2035 Contract / Invoice Energy report Handover documents for client Improvement option evaluation Insurance guarantee Intended outcomes Medium term low carbon plan Monitoring and evaluation outcomes Other Photo Product warranty Retrofit design Risk assessment |  | Will be maintained via API lodgement/taxonomies/documenttypes
General | UMR | TrustMark Generated | Alphanumeric | Typically 11 digits - max 20 |  | TrustMark Unique Measure reference Number. Unique to every measure - e.g. 30By53EvbB4 Maps to Ofgem value: Trustmark_Unique_Measure_Reference
General | MCS_CertificateNumber | Conditional - if GHGVS / LADS lodgement | String | 255 max |  | if populated will be used to validate aainst MCS SEG API
General | GHGS_Voucher | Condition: only for GHGVS lodgements. Can be populated by GHGVS installers or Retrofit Coordinators | String | 15 max

## Property Details
Section | Field Name | Mandatory (Y, N, Condition) | Comment | New Field | Coming changes
General | LodgementId |  | Returned when making a staged lodgement
General | CertificateNumber | TrustMark generated | Certificate number generated when lodgement is complete and paid for. Maps to Ofgem: Trustmark_Lodged_CertificateID
General | TMLN | Conditional, if 3rd party lodgement (otherwise auto poulated due to log in) | Trustmark Licence Number for business making lodgement Maps to OfgemTrustmark_Business_ Licence_Number
Address | name | one of name, number or flatNameNumber is required | Property Name
Address | number | one of name, number or flatNameNumber is required | Property Number
Address | flatNameNumber | one of name, number or flatNameNumber is required | Flat name / number
Address | address1 | Y
Address | address2 | N
Address | address3 | N
Address | city | Y
Address | county | N
Address | postcode | Y
Address | country | Y
Tenure | premisesTenure | Y
Tenure | residentName | Conditional | Only if not 'Owner Occupied'
Tenure | residentContactNumber | Conditional | Only if not 'Owner Occupied'
Tenure | residentAlternativeContactNumber | N | Only if not 'Owner Occupied'
Tenure | ownerName | Y
Tenure | ownerContactNumber | Y
Tenure | ownerAlternativeContactNumber | N | Prompt for mobile number (label change in UI)
Tenure | ownerEmail | Y | Please provide email address where possible as certificate will be emailed to this address. If no email available please enter: certificate@trustmark.org.uk
Property Information | propertyType | Conditional - only if propertyTypeName is not used | RdSAP Appendix S Note for ofgem walltype Park home is treated as solid wall
Property Information | propertyDetachment | Conditional - only if propertyTypeName is not used | RdSAP Appendix S Where existing systems do not capture detail about where 'enclosed' please use the mid / end terrace descriptor.
Property Information | propertyBedrooms | N | Required for ECO score monitoring
Property Information | propertyTypeName | N | Examples: End-terrace_1 Det_3
Property Information | propertyAge | N | Age band for country selected (RdSAP Appendix S). Non mandatory please leave blank if not able to determine.
Property Information | propertyConstruction | Y | PAS 2035:19 Table B.1 Used to map Ofgem Measure name [walltype] attribute, walltye appended to end of description and new values added to High Rise and Protected to allow the user to accurately specify the walltype.
Property Information | uniquePropertyReferenceNumber | N

## Work Type
WorkTypeId | Work Type | Measure Category | Measure Type | PAS Annex | Standard | ECO Measure name | ECO4 Measure Name | Trade Description | TrustMark Trade Code | ECO | RdSAP 2012 Improvement Measures | RdSAP 2012 Matched name | Financial Protection Category | CPS | GHGS_LADS_Name | Warm Homes Discount | Notes
DW-100 | Energy Efficiency | Cavity Wall Insulation | Cavity wall insulation (0.040) | B1 | PAS 2030:2017 | CWI_0.040 |  | Cavity Wall Insulation [B1 - 2017] | 90 | 3 | Wall insulation type | Cavity wall insulation | CWI-01 | 1 | Cavity wall insulation | N
DW-101 | Energy Efficiency | Cavity Wall Insulation | Cavity wall insulation (0.040) | B1 | PAS 2030:2019 | CWI_0.040 | CWI_0.040 | Cavity Wall Insulation [B1 - 2019] | 91 | 3 | Wall insulation type | Cavity wall insulation | CWI-01 | 1 | Cavity wall insulation | Y
DW-102 | Energy Efficiency | Cavity Wall Insulation | Cavity wall insulation (0.033) | B1 | PAS 2030:2017 | CWI_0.033 |  | Cavity Wall Insulation [B1 - 2017] | 90 | 3 | Wall insulation type | Cavity wall insulation | CWI-01 | 1 | Cavity wall insulation | N
DW-103 | Energy Efficiency | Cavity Wall Insulation | Cavity wall insulation (0.033) | B1 | PAS 2030:2019 | CWI_0.033 | CWI_0.033 | Cavity Wall Insulation [B1 - 2019] | 91 | 3 | Wall insulation type | Cavity wall insulation | CWI-01 | 1 | Cavity wall insulation | Y
DW-104 | Energy Efficiency | Cavity Wall Insulation | Cavity wall insulation (0.027) | B1 | PAS 2030:2017 | CWI_0.027 |  | Cavity Wall Insulation [B1 - 2017] | 90 | 3 | Wall insulation type | Cavity wall insulation | CWI-01 | 1 | Cavity wall insulation | N
DW-105 | Energy Efficiency | Cavity Wall Insulation | Cavity wall insulation (0.027) | B1 | PAS 2030:2019 | CWI_0.027 | CWI_0.027 | Cavity Wall Insulation [B1 - 2019] | 91 | 3 | Wall insulation type | Cavity wall insulation | CWI-01 | 1 | Cavity wall insulation | Y
DW-106 | Energy Efficiency | Cavity Wall Insulation | Party cavity wall insulation | B1 | PAS 2030:2017 | PWI_Cavity |  | Cavity Wall Insulation [B1 - 2017] | 90 | 3 | Wall insulation type | Cavity wall insulation | CWI-02 | 1 | Cavity wall insulation | N
DW-107 | Energy Efficiency | Cavity Wall Insulation | Party cavity wall insulation | B1 | PAS 2030:2019 | PWI_Cavity | PWI_Cavity | Cavity Wall Insulation [B1 - 2019] | 91 | 3 | Wall insulation type | Cavity wall insulation | CWI-02 | 1 | Cavity wall insulation | Y
DW-108 | Energy Efficiency | Other Insulation | Room-in-roof insulation insulated | B12 | PAS 2030:2017 | RIRI_res_in |  | Room in Roof Insulation [B12 - 2017] | 102 | 3 | Roof room insulation | Roof room insulation | RIR-01 | 0 | Room-in-roof insulation | N
DW-109 | Energy Efficiency | Other Insulation | Room-in-roof insulation insulated | B12 | PAS 2030:2019 | RIRI_res_in | RIRI_res_in | Room in Roof Insulation [B12 - 2019] | 103 | 3 | Roof room insulation | Roof room insulation | RIR-01 | 0 | Room-in-roof insulation | N
DW-110 | Energy Efficiency | Other Insulation | Room-in-roof insulation uninsulated | B12 | PAS 2030:2017 | RIRI_res_unin |  | Room in Roof Insulation [B12 - 2017] | 102 | 3 | Roof room insulation | Roof room insulation | RIR-01 | 0 | Room-in-roof insulation | N
DW-111 | Energy Efficiency | Other Insulation | Room-in-roof insulation uninsulated | B12 | PAS 2030:2019 | RIRI_res_unin | RIRI_res_unin | Room in Roof Insulation [B12 - 2019] | 103 | 3 | Roof room insulation | Roof room insulation | RIR-01 | 0 | Room-in-roof insulation | N
DW-112 | Energy Efficiency | Park Home Insulation | Park home insulation - floor | B13 | PAS 2030:2019 | PHI_floor |  | Park Home Insulation [B13 - 2019] | 101 | 3 | Floor insulation | Floor insulation | PHI-01 | 0 | Park home insulation | N
DW-113 | Energy Efficiency | Park Home Insulation | Park home insulation - roof | B13 | PAS 2030:2019 | PHI_roof |  | Park Home Insulation [B13 - 2019] | 101 | 3 | Roof insulation | Loft insulation | PHI-01 | 0 | Park home insulation | N
DW-114 | Energy Efficiency | Park Home Insulation | Park home insulation - wall | B13 | PAS 2030:2019 | PHI_wall |  | Park Home Insulation [B13 - 2019] | 101 | 3 | Wall insulation type | Solid wall insulation | PHI-01 | 0 | Park home insulation | N
DW-115 | Energy Efficiency | Other Insulation | Draught proofing | B2 | PAS 2030:2017 | DP |  | Draught Proofing [B2 - 2017] | 96 | 3 | Draught proofing | Draught proofing | EE-01 | 0 | Draught proofing | N
DW-116 | Energy Efficiency | Other Insulation | Draught proofing | B2 | PAS 2030:2019 | DP | DP | Draught Proofing [B2 - 2019] | 97 | 3 | Draught proofing | Draught proofing | EE-01 | 0 | Draught Proofing | N
DW-117 | Energy Efficiency | Doors and Windows | Higher performance external doors with greater than 60% glazing area | B3 | PAS 2030:2017 | HPED_greater_60 |  | Energy Efficient Glazing and Doors [B3 - 2017] | 98 | 3 | Number of external doors | Insulated doors | EE-01 | 1 | Energy efficient replacement doors | N
DW-118 | Energy Efficiency | Doors and Windows | Higher performance external doors with greater than 60% glazing area | B3 | PAS 2030:2019 | HPED_greater_60 | HPED | Energy Efficient Glazing and Doors [B3 - 2019] | 99 | 3 | Number of external doors | Insulated doors | EE-01 | 1 | Energy efficient replacement doors | N
DW-119 | Energy Efficiency | Doors and Windows | Higher performance external doors with less than or equal to 60% glazing area | B3 | PAS 2030:2017 | HPED_less_60 |  | Energy Efficient Glazing and Doors [B3 - 2017] | 98 | 3 | Number of external doors | Insulated doors | EE-01 | 1 | Energy efficient replacement doors | N
DW-120 | Energy Efficiency | Doors and Windows | Higher performance external doors with less than or equal to 60% glazing area | B3 | PAS 2030:2019 | HPED_less_60 | HPED | Energy Efficient Glazing and Doors [B3 - 2019] | 99 | 3 | Number of external doors | Insulated doors | EE-01 | 1 | Energy efficient replacement doors | N
DW-121 | Energy Efficiency | Doors and Windows | Window glazing - improved double glazing | B3 | PAS 2030:2017 | WG_improveddouble |  | Energy Efficient Glazing and Doors [B3 - 2017] | 98 | 3 | Windows |  | EE-01 | 1 |  | N
DW-122 | Energy Efficiency | Doors and Windows | Window glazing - improved double glazing | B3 | PAS 2030:2019 | WG_improveddouble | WG_improveddouble | Energy Efficient Glazing and Doors [B3 - 2019] | 99 | 3 | Windows |  | EE-01 | 1 | Improved double glazing | N
DW-123 | Energy Efficiency | Doors and Windows | Window glazing - single to double | B3 | PAS 2030:2017 | WG_singletodouble |  | Energy Efficient Glazing and Doors [B3 - 2017] | 98 | 3 | Windows | Double glazed windows | EE-01 | 1 | Double/triple glazing | N
DW-124 | Energy Efficiency | Doors and Windows | Window glazing - single to double | B3 | PAS 2030:2019 | WG_singletodouble | WG_singletodouble | Energy Efficient Glazing and Doors [B3 - 2019] | 99 | 3 | Windows | Double glazed windows | EE-01 | 1 | Double/triple glazing | N
DW-125 | Energy Efficiency | Solid Wall Insulation | Solid wall - External Insulation | B4 | PAS 2030:2017 | EWI_solid_a_b |  | External Wall Insulation [B4 - 2017] | 82 | 3 | Wall insulation type | Solid wall insulation | SWI-01 | 1 | External solid wall insulation | N
DW-126 | Energy Efficiency | Solid Wall Insulation | Solid wall - External Insulation | B4 | PAS 2030:2019 | EWI_solid_a_b | EWI_solid | External Wall Insulation [B4 - 2019] | 83 | 3 | Wall insulation type | Solid wall insulation | SWI-01 | 1 | External solid wall insulation | N
DW-127 | Energy Efficiency | Solid Wall Insulation | External Insulation of Cavity Walls | B4 | PAS 2030:2017 | EWI_cavity_a_b |  | Cavity Wall External Insulation [B4 - 2017] | 86 | 3 | Wall insulation type | External insulation with cavity wall insulation | SWI-03 | 1 | External solid wall insulation | N
DW-128 | Energy Efficiency | Solid Wall Insulation | External Insulation of Cavity Walls | B4 | PAS 2030:2019 | EWI_cavity_a_b | EWI_cavity | Cavity Wall External Insulation [B4 - 2019] | 87 | 3 | Wall insulation type | External insulation with cavity wall insulation | SWI-03 | 1 | External solid wall insulation | N
DW-129 | Energy Efficiency | Park Home Insulation | Park home insulation - floor | B6 | PAS 2030:2017 | PHI_floor |  | Floor Insulation [B6 - 2017] | 104 | 3 | Floor insulation | Floor insulation | PHI-01 | 1 | Park home insulation | N | Aligned with Ofgem Measures table v3.7
DW-130 | Energy Efficiency | Park Home Insulation | Park home insulation - roof | B5 | PAS 2030:2017 | PHI_roof |  | Flat Roof Insulation [B5 - 2017] | 94 | 3 | Roof insulation | Loft insulation | PHI-01 | 1 | Park home insulation | N | Aligned with Ofgem Measures table v3.7
DW-131 | Energy Efficiency | Park Home Insulation | Park home insulation - wall | B4 | PAS 2030:2017 | PHI_wall |  | Park Home Insulation [B4 - 2017] | 100 | 3 | Wall insulation type | Solid wall insulation | PHI-01 | 1 | Park home insulation | N
DW-132 | Energy Efficiency | Other Insulation | Flat roof insulation | B5 | PAS 2030:2017 | FRI |  | Flat Roof Insulation [B5 - 2017] | 94 | 3 | Roof insulation | Flat roof insulation | EE-01 | 0 | Flat roof insulation | N
DW-133 | Energy Efficiency | Other Insulation | Flat roof insulation | B5 | PAS 2030:2019 | FRI | FRI | Flat Roof Insulation [B5 -2019] | 95 | 3 | Roof insulation | Flat roof insulation | FRI-01 | 0 | Flat roof insulation | N
DW-134 | Energy Efficiency | Other Insulation | Under floor insulation | B6 | PAS 2030:2017 | UFI |  | Floor Insulation [B6 -2017] | 104 | 3 | Floor insulation | Floor insulation | UFI-01 | 0 | Under-floor insulation: Suspended floor | N
DW-135 | Energy Efficiency | Other Insulation | Under floor insulation | B6 | PAS 2030:2019 | UFI | UFI | Floor Insulation [B6 -2019] | 105 | 3 | Floor insulation | Floor insulation | UFI-01 | 0 | Under-floor insulation: Suspended floor | N
DW-136 | Energy Efficiency | Solid Wall Insulation | Solid wall - Internal Insulation | B8 | PAS 2030:2017 | IWI_solid_a_b |  | Internal Wall Insulation [B8 - 2017] | 84 | 3 | Wall insulation type | Solid wall insulation | SWI-02 | 1 | Internal solid wall insulation | N
DW-137 | Energy Efficiency | Solid Wall Insulation | Solid wall - Internal Insulation | B8 | PAS 2030:2019 | IWI_solid_a_b | IWI_solid | Internal Wall Insulation [B8 - 2019] | 85 | 3 | Wall insulation type | Solid wall insulation | SWI-02 | 1 | Internal solid wall insulation | N
DW-138 | Energy Efficiency | Solid Wall Insulation | Internal Insulation of Cavity Walls | B8 | PAS 2030:2017 | IWI_cavity_a_b |  | Cavity Wall Internal Insulation [B8 - 2017] | 88 | 3 | Wall insulation type | Cavity wall insulation | SWI-04 | 1 | Internal solid wall insulation | N
DW-139 | Energy Efficiency | Solid Wall Insulation | Internal Insulation of Cavity Walls | B8 | PAS 2030:2019 | IWI_cavity_a_b | IWI_cavity | Cavity Wall Internal Insulation [B8 - 2019] | 89 | 3 | Wall insulation type | Cavity wall insulation | SWI-04 | 1 | Internal solid wall insulation | N
DW-140 | Energy Efficiency | Loft Insulation | Loft insulation where there is greater than 100mm pre-existing insulation | B9 | PAS 2030:2017 | LI_greater100 |  | Loft Insulation [B9 - 2017] | 92 | 3 | Roof insulation | Loft insulation | LO-01 | 0 | Loft insulation | N
DW-141 | Energy Efficiency | Loft Insulation | Loft insulation where there is greater than 100mm pre-existing insulation | B9 | PAS 2030:2019 | LI_greater100 | LI_greater100 | Loft Insulation [B9 - 2019] | 93 | 3 | Roof insulation | Loft insulation | LO-01 | 0 | Loft insulation | Y
DW-142 | Energy Efficiency | Loft Insulation | Loft insulation where there is less than or equal to 100mm pre-existing insulation | B9 | PAS 2030:2017 | LI_lessequal100 |  | Loft Insulation [B9 - 2017] | 92 | 3 | Roof insulation | Loft insulation | LO-01 | 0 | Loft insulation | N
DW-143 | Energy Efficiency | Loft Insulation | Loft insulation where there is less than or equal to 100mm pre-existing insulation | B9 | PAS 2030:2019 | LI_lessequal100 | LI_lessequal100 | Loft Insulation [B9 - 2019] | 93 | 3 | Roof insulation | Loft insulation | LO-01 | 0 | Loft insulation | Y
DW-144 | Energy Efficiency | Boiler | [Gas] Broken replacement - no pre-existing heating controls | C1 | PAS 2030:2019 | B_Broken_[walltype]_nopreHCs |  | Gas Fired Condensing Boilers [C1 - 2019] | 109 | 3 | Main heating system | Upgrade boiler, same fuel | BO-01 | 1 |  | N | The lifetime change was implemented by BEIS in order to reflect research which found that that typically in fuel poor households, a broken boiler is replaced after 3 years. It is not an indication of how long a boiler should last.
DW-145 | Energy Efficiency | Boiler | [Gas] Broken replacement - pre-existing heating controls | C1 | PAS 2030:2019 | B_Broken_[walltype]_preHCs |  | Gas Fired Condensing Boilers [C1 - 2019] | 109 | 3 | Main heating system | Upgrade boiler, same fuel | BO-01 | 1 |  | N | The lifetime change was implemented by BEIS in order to reflect research which found that that typically in fuel poor households, a broken boiler is replaced after 3 years. It is not an indication of how long a boiler should last.
DW-146 | Energy Efficiency | Boiler | First time central heating (FTCH) | C1 | PAS 2030:2019 | B_First_time_CH_[walltype] | B_First_Time_CH | Gas Fired Condensing Boilers [C1 - 2019] | 109 | 3 | Main heating system | Change heating to condensing gas condensing boiler (fuel switch) | BO-01 | 1 |  | N
DW-147 | Energy Efficiency | Boiler | Upgrade - no pre-existing heating controls | C1 | PAS 2030:2019 | B_Upgrade_[walltype]_nopreHCs | B_Upgrade_nopreHCs | Gas Fired Condensing Boilers [C1 - 2019] | 109 | 3 | Main heating system | Change heating to condensing gas condensing boiler (fuel switch) | BO-01 | 1 |  | N
DW-148 | Energy Efficiency | Boiler | [Gas] Broken replacement - no pre-existing heating controls | C2 | PAS 2030:2017 | B_Broken_[walltype]_nopreHCs |  | Gas Fired Condensing Boilers [C2 - 2017] | 107 | 3 | Main heating system | Upgrade boiler, same fuel | BO-01 | 1 |  | N
DW-149 | Energy Efficiency | Boiler | [Oil] Broken replacement - no pre-existing heating controls | C2 | PAS 2030:2019 | B_Broken_[walltype]_nopreHCs |  | Oil Fired Condensing Boilers [C2 - 2019] | 110 | 3 | Main heating system | Upgrade boiler, same fuel | BO-01 | 1 |  | N | The lifetime change was implemented by BEIS in order to reflect research which found that that typically in fuel poor households, a broken boiler is replaced after 3 years. It is not an indication of how long a boiler should last.
DW-150 | Energy Efficiency | Boiler | [Gas] Broken replacement - pre-existing heating controls | C2 | PAS 2030:2017 | B_Broken_[walltype]_preHCs |  | Gas Fired Condensing Boilers [C2 - 2017] | 107 | 3 | Main heating system | Upgrade boiler, same fuel | BO-01 | 1 |  | N
DW-151 | Energy Efficiency | Boiler | [Oil] Broken replacement - pre-existing heating controls | C2 | PAS 2030:2019 | B_Broken_[walltype]_preHCs |  | Oil Fired Condensing Boilers [C2 - 2019] | 110 | 3 | Main heating system | Upgrade boiler, same fuel | BO-01 | 1 |  | N | The lifetime change was implemented by BEIS in order to reflect research which found that that typically in fuel poor households, a broken boiler is replaced after 3 years. It is not an indication of how long a boiler should last.
DW-152 | Energy Efficiency | Boiler | First time central heating (FTCH) | C2 | PAS 2030:2017 | B_First_time_CH_[walltype] |  | Gas Fired Condensing Boilers [C2 - 2017] | 107 | 3 | Main heating system | Change heating to condensing gas condensing boiler (fuel switch) | BO-01 | 1 |  | N
DW-153 | Energy Efficiency | Boiler | Upgrade - no pre-existing heating controls | C2 | PAS 2030:2017 | B_Upgrade_[walltype]_nopreHCs |  | Gas Fired Condensing Boilers [C2 - 2017] | 107 | 3 | Main heating system | Change heating to condensing gas condensing boiler (fuel switch) | BO-01 | 1 |  | N
DW-154 | Energy Efficiency | Boiler | [Oil] Broken replacement - no pre-existing heating controls | C3 | PAS 2030:2017 | B_Broken_[walltype]_nopreHCs |  | Oil Fired Condensing Boilers [C3 - 2017] | 108 | 3 | Main heating system | Upgrade boiler, same fuel | BO-01 | 1 |  | N
DW-155 | Energy Efficiency | Boiler | [Oil] Broken replacement - pre-existing heating controls | C3 | PAS 2030:2017 | B_Broken_[walltype]_preHCs |  | Oil Fired Condensing Boilers [C3 - 2017] | 108 | 3 | Main heating system | Upgrade boiler, same fuel | BO-01 | 1 |  | N
DW-156 | Energy Efficiency | Other heating | Heating controls | C5 | PAS 2030:2019 | Heating_controls_[walltype] |  | Heating & Hot Water Controls [C5 - 2019] | 115 | 3 | Main heating controls | Heating controls for wet central heating system | HC-01 | 1 | Heating controls | Y
DW-157 | Energy Efficiency | Other heating | Smart thermostat (pre-existing programmer and room thermostat) | C5 | PAS 2030:2019 | Smarttherm_[walltype]_preP&RT | Smarttherm | Heating & Hot Water Controls [C5 - 2019] | 115 | 3 | Main heating controls | Heating controls for wet central heating system | HC-01 | 1 | Heating controls | Y
DW-158 | Energy Efficiency | Other heating | Smart thermostat (no pre-existing programmer and room thermostat) | C5 | PAS 2030:2019 | Smarttherm_[walltype]_nopreP&RT | Smarttherm | Heating & Hot Water Controls [C5 - 2019] | 115 | 3 | Main heating controls | Heating controls for wet central heating system | HC-01 | 1 | Heating controls | Y
DW-159 | Energy Efficiency | Other heating | TRV | C5 | PAS 2030:2019 | TRV_[walltype]_smarttherm | TRV | Heating & Hot Water Controls [C5 - 2019] | 115 | 3 | Main heating controls | Heating controls for wet central heating system | HC-01 | 1 | Heating controls | Y
DW-160 | Energy Efficiency | Other heating | Heating controls | C6 | PAS 2030:2017 | Heating_controls_[walltype] |  | Heating & Hot Water Controls [C6 - 2017] | 114 | 3 | Main heating controls | Heating controls for wet central heating system | HC-01 | 1 | Heating controls | N
DW-161 | Energy Efficiency | Other heating | Smart thermostat (pre-existing programmer and room thermostat) | C6 | PAS 2030:2017 | Smarttherm_[walltype]_preP&RT |  | Heating & Hot Water Controls [C6 - 2017] | 114 | 3 | Main heating controls | Heating controls for wet central heating system | HC-01 | 1 | Heating controls | N
DW-162 | Energy Efficiency | Other heating | Smart thermostat (no pre-existing programmer and room thermostat) | C6 | PAS 2030:2017 | Smarttherm_[walltype]_nopreP&RT |  | Heating & Hot Water Controls [C6 - 2017] | 114 | 3 | Main heating controls | Heating controls for wet central heating system | HC-01 | 1 | Heating controls | N
DW-163 | Energy Efficiency | Other heating | TRV | C6 | PAS 2030:2017 | TRV_[walltype]_smarttherm |  | Heating & Hot Water Controls [C6 - 2017] | 114 | 3 | Main heating controls | Heating controls for wet central heating system | HC-01 | 1 | Heating controls | N
DW-164 | Energy Efficiency | ESH | Broken replacement - fan storage | D1 | PAS 2030:2017 | ESH_Broken_fan_[walltype] |  | Electric Storage Heaters [D1 - 2017] | 112 | 3 | Main heating system | New or replacement storage heaters | ESH-01 | 0 | Electric Storage Heaters | N
DW-165 | Energy Efficiency | ESH | Broken replacement - fan storage | D1 | PAS 2030:2019 | ESH_Broken_fan_[walltype] |  | Electric Storage Heaters [D1 - 2019] | 113 | 3 | Main heating system | New or replacement storage heaters | ESH-01 | 0 | Electric Storage Heaters | N
DW-166 | Energy Efficiency | ESH | Broken replacement - high heat retention | D1 | PAS 2030:2017 | ESH_Broken_HHR_[walltype] |  | Electric Storage Heaters [D1 - 2017] | 112 | 3 | Main heating system | New or replacement storage heaters | ESH-01 | 0 | Electric Storage Heaters | N
DW-167 | Energy Efficiency | ESH | Broken replacement - high heat retention | D1 | PAS 2030:2019 | ESH_Broken_HHR_[walltype] | ESH_replace | Electric Storage Heaters [D1 - 2019] | 113 | 3 | Main heating system | New or replacement storage heaters | ESH-01 | 0 | Electric Storage Heaters | N
DW-168 | Energy Efficiency | ESH | Upgrade - fan storage | D1 | PAS 2030:2017 | ESH_Upgrades_fan_[walltype] |  | Electric Storage Heaters [D1 - 2017] | 112 | 3 | Main heating system | New or replacement storage heaters | ESH-01 | 0 | Electric Storage Heaters | N
DW-169 | Energy Efficiency | ESH | Upgrade - fan storage | D1 | PAS 2030:2019 | ESH_Upgrades_fan_[walltype] |  | Electric Storage Heaters [D1 - 2019] | 113 | 3 | Main heating system | New or replacement storage heaters | ESH-01 | 0 | Electric Storage Heaters | N
DW-170 | Energy Efficiency | ESH | Upgrade - high heat retention | D1 | PAS 2030:2017 | ESH_Upgrades_HHR_[walltype] |  | Electric Storage Heaters [D1 - 2017] | 112 | 3 | Main heating system | New or replacement storage heaters | ESH-01 | 0 | Electric Storage Heaters | N
DW-171 | Energy Efficiency | ESH | Upgrade - high heat retention | D1 | PAS 2030:2019 | ESH_Upgrades_HHR_[walltype] | ESH_upgrade | Electric Storage Heaters [D1 - 2019] | 113 | 3 | Main heating system | New or replacement storage heaters | ESH-01 | 0 | Electric Storage Heaters | N
DW-172 | Repair, Maintenance & Improvement | Building Services | Air Conditioning | Not Applicable | Industry Standard |  |  | Air Conditioning Engineers | 50 | 0 | N/A |  | RMI-01 | 1 |  | N
DW-173 | Repair, Maintenance & Improvement | Improvement | Bathroom | Not Applicable | Industry Standard |  |  | Bathroom Specialists | 30 | 0 | N/A |  | RMI-02 | 1 |  | N
DW-174 | Repair, Maintenance & Improvement | Improvement | Bedroom | Not Applicable | Industry Standard |  |  | Bedroom Specialists | 32 | 0 | N/A |  | RMI-02 | 0 |  | N
DW-175 | Repair, Maintenance & Improvement | Improvement | Other - Building or Construction | Not Applicable | Industry Standard |  |  | Builders | 27 | 0 | N/A |  | RMI-02 | 0 |  | N
DW-176 | Repair, Maintenance & Improvement | Improvement | Other - Carpentry | Not Applicable | Industry Standard |  |  | Carpenters & Joiners | 20 | 0 | N/A |  | RMI-02 | 0 |  | N
DW-177 | Repair, Maintenance & Improvement | Maintenance | Flooring | Not Applicable | Industry Standard |  |  | Carpet & Upholstery Cleaners | 61 | 0 | N/A |  | RMI-03 | 0 |  | N
DW-178 | Repair, Maintenance & Improvement | Building Services | Access Communications & CCTV | Not Applicable | Industry Standard |  |  | Access Communications & CCTV | 67 | 0 | N/A |  | RMI-01 | 0 |  | N
DW-179 | Repair, Maintenance & Improvement | Improvement | Conservatory | Not Applicable | Industry Standard |  |  | Conservatory Erectors | 21 | 0 | N/A |  | RMI-02 | 0 |  | N
DW-180 | Repair, Maintenance & Improvement | Repair | Smart Home & Entertainment Installations | Not Applicable | Industry Standard |  |  | Damp Proofing & Timber Treatment Specialists | 37 | 0 | N/A |  | RMI-04 | 0 |  | N
DW-181 | Energy Efficiency | Assessment | Aerial & Satellite Installations | Not Applicable | Industry Standard |  |  | Domestic Energy Assessors | 71 | 0 | N/A |  |  | 0 |  | N
DW-182 | Repair, Maintenance & Improvement | Building Services | Drainage | Not Applicable | Industry Standard |  |  | Drainage Engineers | 22 | 0 | N/A |  | RMI-01 | 0 |  | N
DW-183 | Repair, Maintenance & Improvement | Improvement | External - Paving | Not Applicable | Industry Standard |  |  | Drive & Patio Contractors | 23 | 0 | N/A |  | RMI-02 | 0 |  | N
DW-184 | Repair, Maintenance & Improvement | Building Services | Electrical | Not Applicable | Industry Standard |  |  | Electricians | 24 | 0 | N/A |  | RMI-01 | 1 |  | N
DW-185 | Repair, Maintenance & Improvement | Improvement | Fence | Not Applicable | Industry Standard |  |  | Fence Installers | 25 | 0 | N/A |  | RMI-02 | 0 |  | N
DW-186 | Repair, Maintenance & Improvement | Repair | Flood | Not Applicable | Industry Standard |  |  | Flood Recovery Specialists | 48 | 0 | N/A |  | RMI-04 | 0 |  | N
DW-187 | Repair, Maintenance & Improvement | Improvement | Flood | Not Applicable | Industry Standard |  |  | Flood Resilience Specialists | 63 | 0 | N/A |  | RMI-02 | 0 |  | N
DW-188 | Repair, Maintenance & Improvement | Improvement | Flooring | Not Applicable | Industry Standard |  |  | Floor Covering Installers | 43 | 0 | N/A |  | RMI-02 | 0 |  | N
DW-189 | Repair, Maintenance & Improvement | Improvement | Garden | Not Applicable | Industry Standard |  |  | Garden Landscapers | 26 | 0 | N/A |  | RMI-02 | 0 |  | N
DW-190 | Repair, Maintenance & Improvement | Building Services | Gas | Not Applicable | Industry Standard |  |  | Gas Engineers | 72 | 0 | N/A |  | RMI-01 | 1 |  | N
DW-191 | Repair, Maintenance & Improvement | Maintenance | General Services | Not Applicable | Industry Standard |  |  | Handyman | 49 | 0 | N/A |  | RMI-03 | 0 |  | N
DW-192 | Repair, Maintenance & Improvement | Building Services | Heating and Hot Water | Not Applicable | Industry Standard |  |  | Heating Engineers | 29 | 0 | N/A |  | RMI-01 | 1 |  | N
DW-193 | Repair, Maintenance & Improvement | Improvement | Home Adaptations | Not Applicable | Industry Standard |  |  | Home Adaptations - Elderly & Disabled | 59 | 0 | N/A |  | RMI-02 | 0 |  | N
DW-194 | Repair, Maintenance & Improvement | Improvement | Data & Wifi Networking | Not Applicable | Industry Standard |  |  | Data & Wifi Networking | 68 | 0 | N/A |  | RMI-02 | 0 |  | N
DW-195 | Repair, Maintenance & Improvement | Improvement | Interior Design | Not Applicable | Industry Standard |  |  | Interior Design Services | 62 | 0 | N/A |  | RMI-02 | 0 |  | N
DW-196 | Repair, Maintenance & Improvement | Maintenance | Weed Control | Not Applicable | Industry Standard |  |  | Invasive Weed Controllers | 58 | 0 | N/A |  | RMI-03 | 0 |  | N
DW-197 | Repair, Maintenance & Improvement | Improvement | Kitchen | Not Applicable | Industry Standard |  |  | Kitchen Specialists | 31 | 0 | N/A |  | RMI-02 | 0 |  | N
DW-198 | Repair, Maintenance & Improvement | Maintenance | Leadwork | Not Applicable | Industry Standard |  |  | Leadwork Specialists | 42 | 0 | N/A |  | RMI-03 | 0 |  | N
DW-199 | Repair, Maintenance & Improvement | Maintenance | Assessment | Not Applicable | Industry Standard |  |  | Legionella Risk Assessment | 70 | 0 | N/A |  | RMI-03 | 0 |  | N
DW-200 | Repair, Maintenance & Improvement | Improvement | Painting | Not Applicable | Industry Standard |  |  | Painters & Decorators | 33 | 0 | N/A |  | RMI-02 | 0 |  | N
DW-201 | Repair, Maintenance & Improvement | Improvement | Wallcoverings | Not Applicable | Industry Standard |  |  | Plasterers & Renderers | 34 | 0 | N/A |  | RMI-02 | 0 |  | N
DW-202 | Repair, Maintenance & Improvement | Building Services | Plumbing and Hot Water | Not Applicable | Industry Standard |  |  | Plumbers | 35 | 0 | N/A |  | RMI-01 | 1 |  | N
DW-203 | Repair, Maintenance & Improvement | Building Services | Smart Home & Entertainment Installations | Not Applicable | Industry Standard |  |  | Smart Home & Entertainment Installations | 66 | 0 | N/A |  | RMI-01 | 0 |  | N
DW-204 | Repair, Maintenance & Improvement | Building Services | Roofing | Not Applicable | Industry Standard |  |  | Roofers | 36 | 0 | N/A |  | RMI-01 | 1 |  | N
DW-205 | Repair, Maintenance & Improvement | Building Services | Security | Not Applicable | Industry Standard |  |  | Security Engineers | 38 | 0 | N/A |  | RMI-01 | 0 |  | N
DW-206 | Repair, Maintenance & Improvement | Improvement | Stairlift | Not Applicable | Industry Standard |  |  | Stairlift Installers | 69 | 0 | N/A |  | RMI-02 | 0 |  | N
DW-207 | Repair, Maintenance & Improvement | Improvement | Internal | Not Applicable | Industry Standard |  |  | Tilers - Floors & Walls | 39 | 0 | N/A |  | RMI-02 | 0 |  | N
DW-208 | Repair, Maintenance & Improvement | Maintenance | Garden | Not Applicable | Industry Standard |  |  | Tree Surgeons | 46 | 0 | N/A |  | RMI-03 | 0 |  | N
DW-209 | Repair, Maintenance & Improvement | Building Services | Aerial & Satellite Installations | Not Applicable | Industry Standard |  |  | Aerial & Satellite Installations | 45 | 0 | N/A |  | RMI-01 | 0 |  | N
DW-210 | Repair, Maintenance & Improvement | Improvement | Building Fabric | Not Applicable | Industry Standard |  |  | Underground Waterproofing Specialists | 60 | 0 | N/A |  | RMI-02 | 0 |  | N
DW-211 | Repair, Maintenance & Improvement | Improvement | Glazing | Not Applicable | Industry Standard |  |  | VELUX Installations | 64 | 0 | Windows | Double glazed windows | RMI-02 | 1 |  | N
DW-212 | Repair, Maintenance & Improvement | Maintenance | Glazing | Not Applicable | Industry Standard |  |  | VELUX Repairs | 65 | 0 | Windows |  | RMI-03 | 0 |  | N
DW-213 | Repair, Maintenance & Improvement | Improvement | Glazing | Not Applicable | Industry Standard |  |  | Window Installers & Glaziers - New Build | 111 | 0 | Windows | Double glazed windows | RMI-02 | 0 |  | N
DW-214 | Repair, Maintenance & Improvement | Improvement | Glazing | Not Applicable | Industry Standard |  |  | Window Installers & Glaziers - Replacement | 28 | 0 | Windows | Double glazed windows | RMI-02 | 1 |  | N
DW-215 | Repair, Maintenance & Improvement | Improvement | Other - Building or Construction | Not Applicable | Industry Standard |  |  | Loft Conversion Specialists | 77 | 0 | N/A |  | RMI-02 | 0 |  | N
DW-216 | Repair, Maintenance & Improvement | Building Services | Roofline | Not Applicable | Industry Standard |  |  | Roofline Services | 78 | 0 | N/A |  | RMI-01 | 0 |  | N
DW-217 | Energy Efficiency | Assessment | Retrofit | Not Applicable | Industry Standard |  |  | Energy Efficiency Retrofit Inspectors | 79 | 0 | N/A |  |  | 0 |  | N
DW-218 | Repair, Maintenance & Improvement | Building Services | Roofing | Not Applicable | Industry Standard |  |  | GRP Roofing Products (Glass Reinforced Plastic) | 80 | 0 | N/A |  | RMI-01 | 0 |  | N
DW-219 | Energy Efficiency | Building Services | Electric Vehicle Charging | Not Applicable | Industry Standard |  |  | Electric Vehicle Charging Installations | 81 | 0 | N/A |  | RMI-01 | 1 |  | N
DW-221 | Energy Efficiency | Boiler | Repair - no pre-existing heating controls | Not included | Industry Standard | B_Repair_[walltype]_nopreHCs_2 |  | Gas Engineers | 72 | 3 | N/A |  | BO-01 | 0 |  | N
DW-223 | Energy Efficiency | Boiler | Repair - pre-existing heating controls | Not included | Industry Standard | B_Repair_[walltype]_preHCs_2 |  | Gas Engineers | 72 | 3 | N/A |  | BO-01 | 0 |  | N
DW-225 | Energy Efficiency | ESH | Repair - fan storage | Not included | Industry Standard | ESH_Repair_fan_[walltype]_2 |  | Electricians | 24 | 3 | N/A |  | ESH-01 | 0 |  | N
DW-227 | Energy Efficiency | ESH | Repair - high heat retention | Not included | Industry Standard | ESH_Repair_HHR_[walltype]_2 | ESH_broken_repair | Electricians | 24 | 3 | N/A |  | ESH-01 | 0 |  | N
DW-228 | Energy Efficiency | District Heating System | New connection | Not included | Industry Standard | DHS_new_connection |  |  |  | 3 | N/A |  |  | 0 |  | N
DW-229 | Energy Efficiency | District Heating System | CHP upgrade | Not included | Industry Standard | DHS_CHP_upgrade |  |  |  | 3 | N/A |  |  | 0 |  | N
DW-230 | Energy Efficiency | District Heating System | Heat meters | Not included | Industry Standard | DHS_heat_meters |  |  |  | 3 | N/A |  |  | 0 |  | N
DW-231 | Energy Efficiency | Micro-Generation | Solar PV | Not included | MIS3002 | Solar_PV | Solar_PV | Solar PV Installers [MCS] | 55 | 3 | Photovoltaic array | Photovoltaics | PV-01 | 1 | Solar PV | Y | TradeCode reserved for MCS Installers PV-01 FP category added
DW-232 | Energy Efficiency | Micro-Generation | Air source heat pump | Not Applicable | MIS3005 |  |  | Air Source Heat Pump Installers [MCS] | 116 | 0 | Main heating system | Air or ground source heat pump | MG-01 | 1 | Air source heat pump | Y | TradeCode reserved for MCS Installers
DW-233 | Energy Efficiency | Micro-Generation | Ground source heat pump | Not Applicable | MIS3005 |  |  | Ground Source Heat Pump Installers [MCS] | 119 | 0 | Main heating system | Air or ground source heat pump | MG-01 | 1 | Ground source heat pump | Y | TradeCode reserved for MCS Installers
DW-234 | Energy Efficiency | Micro-Generation | Biomass Boiler | Not Applicable | MIS3004 |  |  | Biomass Boiler Installers [MCS] | 51 | 0 | Main heating system | Biomass boiler | MG-01 | 1 | Biomass boiler | Y | TradeCode reserved for MCS Installers
DW-235 | Energy Efficiency | Micro-Generation | Micro CHP - Heat Lead | Not included | MIS3007 |  |  | Micro CHP Installers (Heat Lead) [MCS] | 117 | 0 | Main heating system | Micro-CHP | MG-01 | 1 | Micro CHP Installers (Heat Lead) | N | TradeCode reserved for MCS Installers
DW-236 | Energy Efficiency | Micro-Generation | Micro wind-power | Not included | MIS3003 |  |  | Wind Turbine Installers [MCS] | 57 | 0 | Wind turbine | Wind turbine | MG-01 | 1 | Wind Turbine Installers | N | TradeCode reserved for MCS Installers
DW-237 | Energy Efficiency | Micro-Generation | Micro hydro-power | Not included | Industry Standard |  |  | Micro Hydro-Power installers | 75 | 0 | N/A |  | MG-01 | 1 | Micro Hydro-Power installers | N
DW-238 | Energy Efficiency | Micro-Generation | Solar water heating | Not Applicable | MIS3001 |  |  | Solar Panel Installers (Thermal) [MCS] | 56 | 0 | Solar | Solar water heating | TM-MG-01 | 1 | Solar thermal | Y | TradeCode reserved for MCS Installers
DW-239 | Energy Efficiency | Lighting | Energy Efficient Lighting | Not included | Industry Standard |  |  | Electricians | 24 | 0 | Lighting | Low energy lights | RMI-01 | 1 |  | N
DW-240 | Energy Efficiency | Appliance | Energy efficient appliances | Not included | Industry Standard |  |  | Electricians | 24 | 0 | N/A |  | RMI-01 | 1 |  | N
DW-241 | Energy Efficiency | Other | Other EEMs or innovations | Not included | Industry Standard |  |  | Other or Innovative Energy Efficient Measures | 118 | 0 | N/A |  | RMI-01 | 0 |  | N
DW-242 | Energy Efficiency | Storage | Battery Storage | Not included | Industry Standard |  |  | Battery Storage Systems | 76 | 0 | N/A |  | RMI-01 | 1 |  | N
DW-243 | Energy Efficiency | Insulation | Non PAS - Insulation (Cavity / Internal / External) | Not included | Industry Standard |  |  | Insulation (Cavity / Internal / External) | 52 | 0 | Wall insulation type |  | RMI-02 | 1 |  | N
DW-244 | Energy Efficiency | Insulation | Non PAS - Loft Insulation | Not included | Industry Standard |  |  | Loft Insulation Installers | 54 | 0 | Roof insulation | Loft insulation | RMI-02 | 0 |  | N
DW-246 | Energy Efficiency | Insulation | Cavity Wall Extraction | Not included | Industry Standard |  |  | Cavity Wall Insulation Extraction | 74 | 0 | N/A |  | RMI-01 | 0 |  | N
DW-247 | Energy Efficiency | Micro-Generation | Heat Pump Installers (Ground & Air) | Not Applicable | Industry Standard |  |  | Heat Pump Installers (Ground & Air) | 53 | 0 | Main heating system | Air or ground source heat pump | RMI-01 | 1 |  | N
DW-248 | Energy Efficiency | Retrofit | Assessment | Not included | PAS 2035:2019 |  |  | Retrofit Assessor | 120 | 3 | N/A |  |  | 0 |  | N
DW-249 | Energy Efficiency | Retrofit | Coordination | Not included | PAS 2035:2019 |  |  | Retrofit Coordinator | 121 | 3 | N/A |  |  | 0 |  | N
DW-250 | Energy Efficiency | Cavity Wall Insulation | Partial fill | B1 | PAS 2030:2017 | CWI_partial_fill |  | Cavity Wall Insulation [B1 - 2017] | 90 | 3 | Wall insulation type | Cavity wall insulation | CWI-01 | 1 | Cavity wall insulation | N
DW-251 | Energy Efficiency | Cavity Wall Insulation | Partial fill | B1 | PAS 2030:2019 | CWI_partial_fill | CWI_partial_fill | Cavity Wall Insulation [B1 - 2019] | 91 | 3 | Wall insulation type | Cavity wall insulation | CWI-01 | 1 | Cavity wall insulation | Y
DW-252 | Energy Efficiency | Other Insulation | Pitched roof insulation | B10 | PAS 2030:2017 |  |  | Pitched Roof Insulation [B10 - 2017] | 122 | 0 | Roof insulation | Loft insulation | TM-INS | 0 | Pitched roof insulation | N
DW-253 | Energy Efficiency | Other Insulation | Pitched roof insulation | B10 | PAS 2030:2019 |  | PRI | Pitched Roof Insulation [B10 - 2019] | 123 | 0 | Roof insulation | Loft insulation | TM-INS | 0 | Pitched roof insulation | N
DW-254 | Energy Efficiency | Other Insulation | Hybrid Wall insulation | B7 | PAS 2030:2017 |  |  | Hybrid Wall Insulation [B7 - 2017] | 124 | 0 | Wall insulation type | Cavity wall insulation | HY-01 | 1 | Internal solid wall insulation External solid wall insulation | N
DW-255 | Energy Efficiency | Other Insulation | Hybrid Wall insulation | B7 | PAS 2030:2019 |  |  | Hybrid Wall Insulation [B7 - 2019] | 125 | 0 | Wall insulation type | Cavity wall insulation | HY-01 | 1 | Internal solid wall insulation External solid wall insulation | N
DW-266 | Repair, Maintenance & Improvement | Improvement | Garden | Not Applicable | Industry Standard |  |  | Garden Services | 126 | 0 | N/A |  | RMI-02 | 0 |  | N
DW-267 | Energy Efficiency | Other Heating | Compensation (pre-existing heating controls) | C5 | PAS 2030:2019 | Compensation_[walltype]_preHCs | Compensation_preHCs | Heating & Hot Water Controls [C5 - 2019] | 115 | 3 | Main heating controls | Heating controls for wet central heating system | HC-01 | 1 | Heating controls | Y
DW-268 | Energy Efficiency | Other Heating | Compensation (no pre-existing heating controls) | C5 | PAS 2030:2019 | Compensation_[walltype]_nopreHCs | Compensation_nopreHCs | Heating & Hot Water Controls [C5 - 2019] | 115 | 3 | Main heating controls | Heating controls for wet central heating system | HC-01 | 1 | Heating controls | Y
DW-269 | Energy Efficiency | Other Heating | Compensation (pre-existing heating controls) | C6 | PAS 2030:2017 | Compensation_[walltype]_preHCs |  | Heating & Hot Water Controls [C6 - 2017] | 114 | 3 | Main heating controls | Heating controls for wet central heating system | HC-01 | 1 | Heating controls | N
DW-270 | Energy Efficiency | Other Heating | Compensation (no pre-existing heating controls) | C6 | PAS 2030:2017 | Compensation_[walltype]_nopreHCs |  | Heating & Hot Water Controls [C6 - 2017] | 114 | 3 | Main heating controls | Heating controls for wet central heating system | HC-01 | 1 | Heating controls | N
DW-271 | Repair, Maintenance & Improvement | Improvement | Replacement Pitched / Flat Roof Coverings | Not Applicable | Industry Standard |  |  | Replacement Pitched / Flat Roof Coverings | 127 | 0 | N/A |  | RMI-02 | 1 |  | N
DW-272 | Energy Efficiency | Boiler | Flue Gas Heat Recovery | C4 | PAS 2030:2017 |  |  | Flue Gas Heat Recovery [C4 - 2017] | 128 | 0 | Flue gas heat recovery | Flue gas heat recovery | RMI-01 | 0 | Flue Gas Heat Recovery | N
DW-273 | Energy Efficiency | Boiler | Flue Gas Heat Recovery | C3 | PAS 2030:2019 |  |  | Flue Gas Heat Recovery [C3 - 2019] | 129 | 0 | Flue gas heat recovery | Flue gas heat recovery | RMI-01 | 0 | Flue Gas Heat Recovery | N
DW-274 | Energy Efficiency | Other Insulation | Heating System Insulation | C5 | PAS 2030:2017 |  |  | Heating System Insulation [C5 - 2017] | 130 | 0 | Water Heating | Hot water cylinder insulation | TM-INS | 1 | Hot water tank insulation | N
DW-275 | Energy Efficiency | Other Insulation | Heating System Insulation | C4 | PAS 2030:2019 |  |  | Heating System Insulation [C4 - 2019] | 131 | 0 | Water Heating | Hot water cylinder insulation | TM-INS | 1 | Hot water tank insulation | N
DW-276 | Energy Efficiency | Hot Water | Hot Water Systems | C7 | PAS 2030:2017 |  |  | Hot Water Systems [C7 - 2017] | 132 | 0 | Main heating system |  | RMI-01 | 1 | Hot Water Systems | N
DW-277 | Energy Efficiency | Hot Water | Hot Water Systems | C6 | PAS 2030:2019 |  |  | Hot Water Systems [C6 - 2019] | 133 | 0 | Main heating system |  | RMI-01 | 1 | Hot Water Systems | N
DW-278 | Energy Efficiency | Heat Recovery | Mechanical Ventilation with Heat Recovery | C8 | PAS 2030:2017 |  |  | MVHR [C8 - 2017] | 134 | 0 | Mechanical ventilation |  | RMI-01 | 1 |  | N
DW-279 | Energy Efficiency | Heat Recovery | Mechanical Ventilation with Heat Recovery | C7 | PAS 2030:2019 |  |  | MVHR [C7 - 2019] | 135 | 0 | Mechanical ventilation |  | RMI-01 | 1 |  | N
DW-280 | Energy Efficiency | Other Heating | Underfloor Heating - Wet | C10 | PAS 2030:2017 |  |  | Underfloor Heating - Wet [C10 - 2017] | 136 | 0 | Main heating system |  | RMI-01 | 1 |  | N
DW-281 | Energy Efficiency | Other Heating | Underfloor Heating - Wet | C8 | PAS 2030:2019 |  |  | Underfloor Heating - Wet [C8 - 2019] | 137 | 0 | Main heating system |  | RMI-01 | 1 |  | N
DW-282 | Energy Efficiency | Other Heating | [Gas] Warm Air Heating | C11 | PAS 2030:2017 |  |  | Warm Air Heating - Gas [C11 - 2017] | 138 | 0 | Main heating system | Replacement warm-air unit | RMI-01 | 1 |  | N
DW-283 | Energy Efficiency | Other Heating | [Gas] Warm Air Heating | C9 | PAS 2030:2019 |  |  | Warm Air Heating - Gas [C9 - 2019] | 139 | 0 | Main heating system | Replacement warm-air unit | RMI-01 | 1 |  | N
DW-284 | Energy Efficiency | Other Heating | [Gas] Warm Air Heating | C11 | PAS 2030:2017 |  |  | Warm Air Heating - Oil [C11 - 2017] | 140 | 0 | Main heating system |  | RMI-01 | 1 |  | N
DW-285 | Energy Efficiency | Other Heating | [Oil] Warm Air Heating | C9 | PAS 2030:2019 |  |  | Warm Air Heating - Oil [C9 - 2019] | 141 | 0 | Main heating system |  | RMI-01 | 1 |  | N
DW-286 | Energy Efficiency | Hot Water | Water Efficient Taps/Showers | C12 | PAS 2030:2017 |  |  | Water Efficient Taps/Showers [C12 - 2017] | 142 | 0 | N/A |  | RMI-01 | 0 |  | N
DW-287 | Energy Efficiency | Hot Water | Water Efficient Taps/Showers | C10 | PAS 2030:2019 |  |  | Water Efficient Taps/Showers [C10 - 2019] | 143 | 0 | N/A |  | RMI-01 | 0 |  | N
DW-288 | Energy Efficiency | Lighting | Energy Efficient Lighting | D2 | PAS 2030:2017 |  |  | Energy Efficient Lighting [D2 - 2017] | 144 | 0 | Lighting | Low energy lights | RMI-01 | 0 | Energy Efficient Lighting | N
DW-289 | Energy Efficiency | Lighting | Energy Efficient Lighting | D2 | PAS 2030:2019 |  |  | Energy Efficient Lighting [D2 - 2019] | 145 | 0 | Lighting | Low energy lights | RMI-01 | 0 | Energy Efficient Lighting | N
DW-290 | Energy Efficiency | Micro-Generation | Micro CHP Installers (Electricity Led) | Not Applicable | MIS3007-2 |  |  | Micro CHP Installers (Electricity Led) [MCS] | 146 | 0 | Main heating system | Micro-CHP | RMI-01 | 1 |  | N | TradeCode reserved for MCS Installers
DW-291 | Energy Efficiency | Micro-Generation | [ASHP] Replacing Broken Boiler - no pre-existing heating controls | Not Applicable | MIS3005 | B_Broken_[walltype]_nopreHCs |  | Air Source Heat Pump Installers [MCS] | 116 | 3 | Main heating system | Air or ground source heat pump | MG-01 | 1 |  | N | TradeCode reserved for MCS Installers
DW-292 | Energy Efficiency | Micro-Generation | [ASHP] Replacing Broken Boiler - pre-existing heating controls | Not Applicable | MIS3005 | B_Broken_[walltype]_preHCs |  | Air Source Heat Pump Installers [MCS] | 116 | 3 | Main heating system | Air or ground source heat pump | MG-01 | 1 |  | N | TradeCode reserved for MCS Installers
DW-293 | Energy Efficiency | Micro-Generation | [ASHP] First time central heating (FTCH) | Not Applicable | MIS3005 | B_First_time_CH_[walltype] | B_First_Time_CH | Air Source Heat Pump Installers [MCS] | 116 | 3 | Main heating system | Air or ground source heat pump | MG-01 | 1 |  | N | TradeCode reserved for MCS Installers
DW-294 | Energy Efficiency | Micro-Generation | [ASHP] Upgrade - no pre-existing heating controls | Not Applicable | MIS3005 | B_Upgrade_[walltype]_nopreHCs | B_Upgrade_nopreHCs | Air Source Heat Pump Installers [MCS] | 116 | 3 | Main heating system | Air or ground source heat pump | MG-01 | 1 |  | N | TradeCode reserved for MCS Installers
DW-296 | Energy Efficiency | Micro-Generation | [ASHP] Repair - no pre-existing heating controls | Not Applicable | MIS3005 | B_Repair_[walltype]_nopreHCs_2 |  | Air Source Heat Pump Installers [MCS] | 116 | 3 | Main heating system |  | MG-01 | 1 |  | N | TradeCode reserved for MCS Installers
DW-297 | Energy Efficiency | Micro-Generation | [GSHP] Replacing Broken Boiler - no pre-existing heating controls | Not Applicable | MIS3005 | B_Broken_[walltype]_nopreHCs |  | Ground Source Heat Pump Installers [MCS] | 119 | 3 | Main heating system | Air or ground source heat pump | MG-01 | 1 |  | N | TradeCode reserved for MCS Installers
DW-298 | Energy Efficiency | Micro-Generation | [GSHP] Replacing Broken Boiler - pre-existing heating controls | Not Applicable | MIS3005 | B_Broken_[walltype]_preHCs |  | Ground Source Heat Pump Installers [MCS] | 119 | 3 | Main heating system | Air or ground source heat pump | MG-01 | 1 |  | N | TradeCode reserved for MCS Installers
DW-299 | Energy Efficiency | Micro-Generation | [GSHP] First time central heating (FTCH) | Not Applicable | MIS3005 | B_First_time_CH_[walltype] | B_First_Time_CH | Ground Source Heat Pump Installers [MCS] | 119 | 3 | Main heating system | Air or ground source heat pump | MG-01 | 1 |  | N | TradeCode reserved for MCS Installers
DW-300 | Energy Efficiency | Micro-Generation | [GSHP] Upgrade - no pre-existing heating controls | Not Applicable | MIS3005 | B_Upgrade_[walltype]_nopreHCs | B_Upgrade_nopreHCs | Ground Source Heat Pump Installers [MCS] | 119 | 3 | Main heating system | Air or ground source heat pump | BO-01 | 1 |  | N | TradeCode reserved for MCS Installers
DW-302 | Energy Efficiency | Micro-Generation | [GSHP] Repair - no pre-existing heating controls | Not Applicable | MIS3005 | B_Repair_[walltype]_nopreHCs_2 |  | Ground Source Heat Pump Installers [MCS] | 119 | 3 | Main heating system |  | MG-01 | 1 |  | N | TradeCode reserved for MCS Installers
DW-303 | Energy Efficiency | Micro-Generation | [Biomass] Replacing Broken Boiler - no pre-existing heating controls | Not Applicable | MIS3004 | B_Broken_[walltype]_nopreHCs |  | Biomass Boiler Installers [MCS] | 51 | 3 | Main heating system | Biomass boiler | MG-01 | 1 |  | N | TradeCode reserved for MCS Installers
DW-304 | Energy Efficiency | Micro-Generation | [Biomass] Replacing Broken Boiler - pre-existing heating controls | Not Applicable | MIS3004 | B_Broken_[walltype]_preHCs |  | Biomass Boiler Installers [MCS] | 51 | 3 | Main heating system | Biomass boiler | MG-01 | 1 |  | N | TradeCode reserved for MCS Installers
DW-305 | Energy Efficiency | Micro-Generation | [Biomass] First time central heating (FTCH) | Not Applicable | MIS3004 | B_First_time_CH_[walltype] | B_First_Time_CH | Biomass Boiler Installers [MCS] | 51 | 3 | Main heating system | Biomass boiler | MG-01 | 1 |  | N | TradeCode reserved for MCS Installers
DW-306 | Energy Efficiency | Micro-Generation | [Biomass] Upgrade - no pre-existing heating controls | Not Applicable | MIS3004 | B_Upgrade_[walltype]_nopreHCs | B_Upgrade_nopreHCs | Biomass Boiler Installers [MCS] | 51 | 3 | Main heating system | Biomass boiler | MG-01 | 1 |  | N | TradeCode reserved for MCS Installers
DW-308 | Energy Efficiency | Micro-Generation | [Biomass] Repair - no pre-existing heating controls | Not included | MIS3004 | B_Repair_[walltype]_nopreHCs_2 |  | Biomass Boiler Installers [MCS] | 51 | 3 | Main heating system |  | MG-01 | 1 |  | N
DW-309 | Energy Efficiency | Retrofit | Assessment | Not included | PAS 2035 |  |  | Retrofit Assessor PAS2035 | 147 | 3 | N/A |  |  | 0 |  | N
DW-310 | Energy Efficiency | Retrofit | Coordination | Not included | PAS 2035 |  |  | Retrofit Coordinator PAS2035 | 148 | 3 | N/A |  |  | 0 |  | N
DW-311 | Energy Efficiency | Other Insulation | Solid Floor Insulation | B6 | PAS 2030:2017 | SFI |  | Floor Insulation [B6 -2017] | 104 | 3 | Floor insulation | Floor insulation | UFI-01 | 0 | Under-floor insulation: Solid floor | N
DW-312 | Energy Efficiency | Other Insulation | Solid Floor Insulation | B6 | PAS 2030:2019 | SFI | SFI | Floor Insulation [B6 -2019] | 105 | 3 | Floor insulation | Floor insulation | UFI-01 | 0 | Under-floor insulation: Solid floor | N
DW-313 | Energy Efficiency | Micro-Generation | Exhaust Air Heat Pumps | Not applicable | MIS3005 |  |  | Exhaust Air Heat Pumps [MCS] | 149 | 0 | Main heating system | Air or ground source heat pump | RMI-01 | 1 |  | N | TradeCode reserved for MCS Installers
DW-314 | Energy Efficiency | Other Heating | Hot water tank thermostat | C6 | PAS 2030:2019 |  |  | Heating & Hot Water Controls [C6 - 2019] | 115 | 0 | Main heating controls | Cylinder thermostat | HC-01 | 1 | Hot water tank thermostats | Y
DW-315 | Energy Efficiency | Micro-Generation | Solar Assisted Heat Pumps | Not applicable | MIS3005 |  |  | Solar Assisted Heat Pumps [MCS] | 150 | 0 | Main heating system | Air or ground source heat pump | RMI-01 | 1 |  | N | TradeCode reserved for MCS Installers
DW-316 | Energy Efficiency | Other Heating | Hot water tank thermostat | C6 | PAS 2030:2017 |  |  | Heating & Hot Water Controls [C6 - 2017] | 114 | 0 | Main heating controls | Cylinder thermostat | HC-01 | 1 | Hot water tank thermostats | N
DW-317 | Energy Efficiency | Micro-Generation | Gas Absorption Heat Pumps | Not applicable | MIS3005 |  |  | Gas Absorption Heat Pumps [MCS] | 151 | 0 | Main heating system | Air or ground source heat pump | RMI-01 | 1 |  | N | TradeCode reserved for MCS Installers
DW-318 | Energy Efficiency | Micro-Generation | Hybrid Heat Pump | Not applicable | MIS3005 |  |  | Air Source Heat Pump Installers [MCS] | 116 | 0 | Main heating system | Air or ground source heat pump | MG-01 | 1 | Hybrid heat pumps | N | TradeCode reserved for MCS Installers
DW-319 | Repair, Maintenance & Improvement | Building Services | Structural Repair | Not applicable | Industry Standard |  |  | Structural Repair | 152 | 0 | N/A |  | RMI-01 | 0 |  | N
DW-320 | Repair, Maintenance & Improvement | Building Services | Ventillation | Not applicable | Industry Standard |  |  | Ventilation | 153 | 0 | N/A |  | RMI-01 | 1 |  | N
DW-321 | Energy Efficiency | Other Insulation | Solar blind, shutters and shading devices | B11 | PAS 2030:2017 |  |  | Solar blind, shutters and shading devices [B11 - 2017] | 154 | 0 | N/A |  | RMI-01 | 0 |  | N
DW-322 | Energy Efficiency | Other Insulation | Solar blind, shutters and shading devices | B11 | PAS 2030:2019 |  |  | Solar blind, shutters and shading devices [B11 - 2019] | 155 | 0 | N/A |  | RMI-01 | 0 |  | N
DW-323 | Energy Efficiency | Doors and Windows | Secondary Glazing | B3 | PAS 2030:2017 |  |  | Energy Efficient Glazing and Doors [B3 - 2017] | 98 | 0 | Windows | Double glazed windows | TM-INS | 0 | Secondary glazing | N
DW-324 | Energy Efficiency | Doors and Windows | Secondary Glazing | B3 | PAS 2030:2019 |  |  | Energy Efficient Glazing and Doors [B3 - 2019] | 99 | 0 | Windows | Double glazed windows | TM-INS | 0 | Secondary glazing | N
DW-325 | Energy Efficiency | Doors and Windows | Secondary Glazing | B2 | PAS 2030:2017 |  |  | Draught Proofing [B2 - 2017] | 96 | 0 | Draught proofing | Draught proofing | TM-INS | 0 | Secondary glazing | N
DW-326 | Energy Efficiency | Doors and Windows | Secondary Glazing | B2 | PAS 2030:2019 |  |  | Draught Proofing [B2 - 2019] | 97 | 0 | Draught proofing | Draught proofing | TM-INS | 0 | Secondary glazing | N
DW-327 | Energy Efficiency | Cavity Wall Insulation | Cavity wall insulation (0.040) | B1 | PAS 2030:2017 - V |  |  | Cavity Wall Insulation [B1 - 2017 - V] | 158 | 0 | Wall insulation type | Cavity wall insulation | CWI-01 | 0 | Cavity wall insulation | N
DW-328 | Energy Efficiency | Cavity Wall Insulation | Cavity wall insulation (0.033) | B1 | PAS 2030:2017 - V |  |  | Cavity Wall Insulation [B1 - 2017 - V] | 158 | 0 | Wall insulation type | Cavity wall insulation | CWI-01 | 1 | Cavity wall insulation | N
DW-329 | Energy Efficiency | Cavity Wall Insulation | Cavity wall insulation (0.027) | B1 | PAS 2030:2017 - V |  |  | Cavity Wall Insulation [B1 - 2017 - V] | 158 | 0 | Wall insulation type | Cavity wall insulation | CWI-01 | 1 | Cavity wall insulation | N
DW-330 | Energy Efficiency | Cavity Wall Insulation | Party cavity wall insulation | B1 | PAS 2030:2017 - V |  |  | Cavity Wall Insulation [B1 - 2017 - V] | 158 | 0 | Wall insulation type | Cavity wall insulation | CWI-02 | 1 | Cavity wall insulation | N
DW-331 | Energy Efficiency | Other Insulation | Room-in-roof insulation insulated | B12 | PAS 2030:2017 - V |  |  | Room in Roof Insulation [B12 - 2017 - V] | 171 | 0 | Roof room insulation | Roof room insulation | RIR-01 | 0 | Room-in-roof insulation | N
DW-332 | Energy Efficiency | Other Insulation | Room-in-roof insulation uninsulated | B12 | PAS 2030:2017 - V |  |  | Room in Roof Insulation [B12 - 2017 - V] | 171 | 0 | Roof room insulation | Roof room insulation | RIR-01 | 0 | Room-in-roof insulation | N
DW-333 | Energy Efficiency | Other Insulation | Draught proofing | B2 | PAS 2030:2017 - V |  |  | Draught Proofing [B2 - 2017 - V] | 160 | 0 | Draught proofing | Draught proofing | EE-01 | 0 | Draught Proofing | N
DW-334 | Energy Efficiency | Doors and Windows | Higher performance external doors with greater than 60% glazing area | B3 | PAS 2030:2017 - V |  |  | Energy Efficient Glazing and Doors [B3 - 2017 - V] | 161 | 0 | Number of external doors | Insulated doors | EE-01 | 1 | Energy efficient replacement doors | N
DW-335 | Energy Efficiency | Doors and Windows | Higher performance external doors with less than or equal to 60% glazing area | B3 | PAS 2030:2017 - V |  |  | Energy Efficient Glazing and Doors [B3 - 2017 - V] | 161 | 0 | Number of external doors | Insulated doors | EE-01 | 1 | Energy efficient replacement doors | N
DW-336 | Energy Efficiency | Doors and Windows | Window glazing - single to double | B3 | PAS 2030:2017 - V |  |  | Energy Efficient Glazing and Doors [B3 - 2017 - V] | 161 | 0 | Windows | Double glazed windows | EE-01 | 1 | Double/triple glazing | N
DW-337 | Energy Efficiency | Solid Wall Insulation | Solid wall - External Insulation | B4 | PAS 2030:2017 - V |  |  | External Wall Insulation [B4 - 2017 - V] | 162 | 0 | Wall insulation type | Solid wall insulation | SWI-01 | 1 | External solid wall insulation | N
DW-338 | Energy Efficiency | Solid Wall Insulation | External Insulation of Cavity Walls | B4 | PAS 2030:2017 - V |  |  | Cavity Wall External Insulation [B4 - 2017 - V] | 157 | 0 | Wall insulation type | External insulation with cavity wall insulation | SWI-03 | 1 | External solid wall insulation | N
DW-339 | Energy Efficiency | Other Insulation | Flat roof insulation | B5 | PAS 2030:2017 - V |  |  | Flat Roof Insulation [B5 - 2017 - V] | 163 | 0 | Roof insulation | Flat roof insulation | EE-01 | 0 | Flat roof insulation | N
DW-340 | Energy Efficiency | Other Insulation | Under floor insulation | B6 | PAS 2030:2017 - V |  |  | Floor Insulation [B6 - 2017 - V] | 164 | 0 | Floor insulation | Floor insulation | UFI-01 | 0 | Under-floor insulation: Suspended floor | N
DW-341 | Energy Efficiency | Solid Wall Insulation | Solid wall - Internal Insulation | B8 | PAS 2030:2017 - V |  |  | Internal Wall Insulation [B8 - 2017 - V] | 168 | 0 | Wall insulation type | Solid wall insulation | SWI-02 | 1 | Internal solid wall insulation | N
DW-342 | Energy Efficiency | Solid Wall Insulation | Internal Insulation of Cavity Walls | B8 | PAS 2030:2017 - V |  |  | Cavity Wall Internal Insulation [B8 - 2017 - V] | 159 | 0 | Wall insulation type | Cavity wall insulation | SWI-04 | 1 | Internal solid wall insulation | N
DW-343 | Energy Efficiency | Loft Insulation | Loft insulation where there is less than or equal to 100mm pre-existing insulation | B9 | PAS 2030:2017 - V |  |  | Loft Insulation [B9 - 2017 - V] | 169 | 0 | Roof insulation | Loft insulation | LO-01 | 0 | Loft insulation | N
DW-344 | Energy Efficiency | Other heating | Heating controls | C6 | PAS 2030:2017 - V |  |  | Heating & Hot Water Controls [C6 - 2017 - V] | 165 | 0 | Main heating controls | Heating controls for wet central heating system | HC-01 | 1 | Heating controls | N
DW-345 | Energy Efficiency | Other heating | Smart thermostat (pre-existing programmer and room thermostat) | C6 | PAS 2030:2017 - V |  |  | Heating & Hot Water Controls [C6 - 2017 - V] | 165 | 0 | Main heating controls | Heating controls for wet central heating system | HC-01 | 1 | Heating controls | N
DW-346 | Energy Efficiency | Other heating | Smart thermostat (no pre-existing programmer and room thermostat) | C6 | PAS 2030:2017 - V |  |  | Heating & Hot Water Controls [C6 - 2017 - V] | 165 | 0 | Main heating controls | Heating controls for wet central heating system | HC-01 | 1 | Heating controls | N
DW-347 | Energy Efficiency | Other heating | TRV | C6 | PAS 2030:2017 - V |  |  | Heating & Hot Water Controls [C6 - 2017 - V] | 165 | 0 | Main heating controls | Heating controls for wet central heating system | HC-01 | 1 | Heating controls | N
DW-348 | Energy Efficiency | Cavity Wall Insulation | Partial fill | B1 | PAS 2030:2017 - V |  |  | Cavity Wall Insulation [B1 - 2017 - V] | 158 | 0 | Wall insulation type | Cavity wall insulation | CWI-01 | 1 | Cavity wall insulation | N
DW-349 | Energy Efficiency | Other Insulation | Pitched roof insulation | B10 | PAS 2030:2017 - V |  |  | Pitched Roof Insulation [B10 - 2017 - V] | 170 | 0 | Roof insulation | Loft insulation | TM-INS | 1 | Pitched roof insulation | N
DW-350 | Energy Efficiency | Other Insulation | Hybrid Wall insulation | B7 | PAS 2030:2017 - V |  |  | Hybrid Wall Insulation [B7 - 2017 - V] | 167 | 0 | Wall insulation type | Cavity wall insulation | HY-01 | 1 | Internal solid wall insulation External solid wall insulation | N
DW-351 | Energy Efficiency | Other Heating | Compensation (pre-existing heating controls) | C6 | PAS 2030:2017 - V |  |  | Heating & Hot Water Controls [C6 - 2017 - V] | 165 | 0 | Main heating controls | Heating controls for wet central heating system | HC-01 | 1 | Heating controls | N
DW-352 | Energy Efficiency | Other Heating | Compensation (no pre-existing heating controls) | C6 | PAS 2030:2017 - V |  |  | Heating & Hot Water Controls [C6 - 2017 - V] | 165 | 0 | Main heating controls | Heating controls for wet central heating system | HC-01 | 1 | Heating controls | N
DW-353 | Energy Efficiency | Other Insulation | Heating System Insulation | C5 | PAS 2030:2017 - V |  |  | Heating System Insulation [C5 - 2017 - V] | 166 | 0 | N/A |  | TM-INS | 1 | Hot water tank insulation | N
DW-354 | Energy Efficiency | Other Insulation | Solid Floor Insulation | B6 | PAS 2030:2017 - V |  |  | Floor Insulation [B6 - 2017 - V] | 164 | 0 | Floor insulation | Floor insulation | UFI-01 | 1 | Under-floor insulation: Solid floor | N
DW-355 | Energy Efficiency | Other Heating | Hot water tank thermostat | C6 | PAS 2030:2017 - V |  |  | Heating & Hot Water Controls [C6 - 2017 - V] | 165 | 0 | Main heating controls | Cylinder thermostat | HC-01 | 1 | Hot water tank thermostats | N
DW-356 | Energy Efficiency | Doors and Windows | Secondary Glazing | B3 | PAS 2030:2017 - V |  |  | Energy Efficient Glazing and Doors [B3 - 2017 - V] | 161 | 0 | Windows | Double glazed windows | TM-INS | 0 | Secondary glazing | N
DW-357 | Energy Efficiency | Doors and Windows | Secondary Glazing | B2 | PAS 2030:2017 - V |  |  | Draught Proofing [B2 - 2017 - V] | 160 | 0 | Draught proofing | Draught proofing | TM-INS | 0 | Secondary glazing | N
DW-385 | Energy Efficiency | Micro-Generation | Air Source Heat Pumps | Not Applicable | NON-MCS |  |  | Air Source Heat Pumps | 53 | 0 | Main heating system | Air or ground source heat pump | RMI-01 | 1 |  | N
DW-386 | Energy Efficiency | Micro-Generation | Ground Source Heat Pumps | Not Applicable | NON-MCS |  |  | Ground Source Heat Pumps | 188 | 0 | Main heating system | Air or ground source heat pump | RMI-01 | 1 |  | N
DW-387 | Energy Efficiency | Micro-Generation | Solar Panel Installers (Thermal) | Not Applicable | NON-MCS |  |  | Solar Panel Installers (Thermal) | 189 | 0 | Main heating system | Photovoltaics | RMI-01 | 1 |  | N
DW-388 | Energy Efficiency | Micro-Generation | Biomass Boiler Installers | Not Applicable | NON-MCS |  |  | Biomass Boiler Installers | 190 | 0 | Main heating system | Biomass boiler | RMI-01 | 1 |  | N
DW-389 | Energy Efficiency | Micro-Generation | Wind Turbine Installers | Not Applicable | NON-MCS |  |  | Wind Turbine Installers | 191 | 0 | Wind turbine | Wind turbine | RMI-01 | 1 |  | N
DW-390 | Energy Efficiency | Micro-Generation | Micro CHP Installers (Heat Lead) | Not Applicable | NON-MCS |  |  | Micro CHP Installers (Heat Lead) | 192 | 0 | Main heating system | Micro-CHP | RMI-01 | 1 |  | N
DW-391 | Energy Efficiency | Micro-Generation | Micro CHP Installers (Electricity Led) | Not Applicable | NON-MCS |  |  | Micro CHP Installers (Electricity Led) | 193 | 0 | Main heating system | Micro-CHP | RMI-01 | 1 |  | N
DW-392 | Energy Efficiency | Heat Recovery | Mechanical Ventilation with Heat Recovery | Not Applicable | NON-PAS |  |  | Mechanical Ventilation with Heat Recovery | 194 | 0 | Mechanical ventilation |  | RMI-01 | 1 |  | N
DW-393 | Energy Efficiency | Micro-Generation | Solar Panel Installers (PV) | Not Applicable | NON-MCS |  |  | Solar Panel Installers (PV) | 195 | 0 | Photovoltaic array | Photovoltaics | RMI-01 | 1 |  | N
DW-394 | Energy Efficiency | Boiler | Gas Boiler | Not Applicable | CPS |  |  | Gas Engineers | 72 | 0 | N/A |  | BO-01 | 1 |  | Y | New DW codes to support WHD
DW-395 | Energy Efficiency | Central Heating | Central Heating System | Not Applicable | CPS |  |  | Heating engineers | 29 | 0 | N/A |  | WHD-01 | 1 |  | Y | New DW codes to support WHD
DW-396 | Energy Efficiency | Boiler | Electric Boiler | Not Applicable | CPS |  |  | Electricians | 24 | 0 | N/A |  | WHD-01 | 1 |  | Y | New DW codes to support WHD
DW-397 | Energy Efficiency | Boiler | Oil Boiler | Not Applicable | CPS |  |  | Oil Technician | 196 | 0 | N/A |  | BO-01 | 1 |  | Y | New trade code
DW-398 | Energy Efficiency | Boiler | Gas Boiler | C1 | PAS 2030:2019 |  |  | Gas Fired Condensing Boilers [C1 - 2019] | 109 | 0 | Main heating system | Upgrade boiler, same fuel | BO-01 | 1 |  | Y | New DW codes to support WHD
DW-399 | Energy Efficiency | Boiler | Oil Boiler | C2 | PAS 2030:2019 |  |  | Oil Fired Condensing Boilers [C2 - 2019] | 110 | 0 | Main heating system | Condensing oil boiler | BO-01 | 1 |  | Y | New DW codes to support WHD
DW-400 | Energy Efficiency | Other heating | Time and temperature zone control | C5 | PAS 2030:2019 | TTZC_[walltype] | TTZC | Heating & Hot Water Controls [C5 - 2019] | 115 | 3 | Main heating controls | Heating controls for wet central heating system | HC-01 | 1 | Heating controls | Y | New Measure to be added 4 June 2021
DW-401 | Energy Efficiency | Other heating | Time and temperature zone control | C6 | PAS 2030:2017 | TTZC_[walltype] |  | Heating & Hot Water Controls [C6 - 2017] | 114 | 3 | Main heating controls | Heating controls for wet central heating system | HC-01 | 1 | Heating controls | N | New Measure to be added 4 June 2021
DW-402 | Energy Efficiency | Park Home Insulation | Park home insulation - roof | B9 | PAS 2030:2017 | PHI_roof |  | Loft Insulation [B9 - 2017] | 92 | 3 | Roof insulation | Loft insulation | PHI-01 | 1 | Park home insulation | N | Aligned with Ofgem Measures table v3.7
DW-403 | Energy Efficiency | Park Home Insulation | Park home insulation - roof | B10 | PAS 2030:2017 | PHI_roof |  | Pitched Roof Insulation [B10 - 2017] | 122 | 3 | Roof insulation | Loft insulation | PHI-01 | 1 | Park home insulation | N | Aligned with Ofgem Measures table v3.7
DW-404 | Energy Efficiency | Cavity Wall Insulation | Cavity wall insulation (0.040) | B7 | PAS 2030:2019 | CWI_0.040 | CWI_0.040 | Hybrid Wall Insulation [B7 - 2019] | 125 | 3 | Wall insulation type | Cavity wall insulation | CWI-01 | 1 | Cavity wall insulation | Y | Aligned with Ofgem Measures table v3.7
DW-405 | Energy Efficiency | Cavity Wall Insulation | Cavity wall insulation (0.033) | B7 | PAS 2030:2019 | CWI_0.033 | CWI_0.033 | Hybrid Wall Insulation [B7 - 2019] | 125 | 3 | Wall insulation type | Cavity wall insulation | CWI-01 | 1 | Cavity wall insulation | Y | Aligned with Ofgem Measures table v3.7
DW-406 | Energy Efficiency | Cavity Wall Insulation | Cavity wall insulation (0.027) | B7 | PAS 2030:2019 | CWI_0.027 | CWI_0.027 | Hybrid Wall Insulation [B7 - 2019] | 125 | 3 | Wall insulation type | Cavity wall insulation | CWI-01 | 1 | Cavity wall insulation | Y | Aligned with Ofgem Measures table v3.7
DW-407 | Energy Efficiency | Cavity Wall Insulation | Party cavity wall insulation | B7 | PAS 2030:2019 | PWI_Cavity | PWI_Cavity | Hybrid Wall Insulation [B7 - 2019] | 125 | 3 | Wall insulation type | Cavity wall insulation | CWI-02 | 1 | Cavity wall insulation | Y | Aligned with Ofgem Measures table v3.7
DW-408 | Energy Efficiency | Solid Wall Insulation | Solid wall - External Insulation | B7 | PAS 2030:2019 | EWI_solid_a_b | EWI_solid | Hybrid Wall Insulation [B7 - 2019] | 125 | 3 | Wall insulation type | Solid wall insulation | SWI-01 | 1 | External solid wall insulation | N | Aligned with Ofgem Measures table v3.7
DW-409 | Energy Efficiency | Solid Wall Insulation | External Insulation of Cavity Walls | B7 | PAS 2030:2019 | EWI_cavity_a_b | EWI_cavity | Hybrid Wall Insulation [B7 - 2019] | 125 | 3 | Wall insulation type | External insulation with cavity wall insulation | SWI-03 | 1 | External solid wall insulation | N | Aligned with Ofgem Measures table v3.7
DW-410 | Energy Efficiency | Solid Wall Insulation | Solid wall - Internal Insulation | B7 | PAS 2030:2019 | IWI_solid_a_b | IWI_solid | Hybrid Wall Insulation [B7 - 2019] | 125 | 3 | Wall insulation type | Solid wall insulation | SWI-02 | 1 | Internal solid wall insulation | N | Aligned with Ofgem Measures table v3.7
DW-411 | Energy Efficiency | Solid Wall Insulation | Internal Insulation of Cavity Walls | B7 | PAS 2030:2019 | IWI_cavity_a_b | IWI_cavity | Hybrid Wall Insulation [B7 - 2019] | 125 | 3 | Wall insulation type | External insulation with cavity wall insulation | SWI-04 | 1 | Internal solid wall insulation | N | Aligned with Ofgem Measures table v3.7
DW-412 | Energy Efficiency | Cavity Wall Insulation | Partial fill | B7 | PAS 2030:2019 | CWI_partial_fill | CWI_partial_fill | Hybrid Wall Insulation [B7 - 2019] | 125 | 3 | Wall insulation type | Cavity wall insulation | CWI-01 | 1 | Cavity wall insulation | Y | Aligned with Ofgem Measures table v3.7
DW-413 | Energy Efficiency | Boiler | Upgrade - pre-existing heating controls | C1 | PAS 2030:2019 | B_Upgrade_[walltype]_preHCs | B_Upgrade_preHCs | Gas Fired Condensing Boilers [C1 - 2019] | 109 | 3 | Main heating system | Upgrade boiler, same fuel | BO-01 | 1 |  | N
DW-414 | Energy Efficiency | Boiler | Upgrade - pre-existing heating controls | C2 | PAS 2030:2017 | B_Upgrade_[walltype]_preHCs |  | Gas Fired Condensing Boilers [C2 - 2017] | 107 | 3 | Main heating system | Upgrade boiler, same fuel | BO-01 | 1 |  | N
DW-415 | Energy Efficiency | Micro-Generation | [ASHP] Upgrade - pre-existing heating controls | Not Applicable | MIS3005 | B_Upgrade_[walltype]_preHCs | B_Upgrade_preHCs | Air Source Heat Pump Installers [MCS] | 116 | 3 | Main heating system | Air or ground source heat pump | MG-01 | 1 |  | N | TradeCode reserved for MCS Installers
DW-416 | Energy Efficiency | Micro-Generation | [GSHP] Upgrade - pre-existing heating controls | Not Applicable | MIS3005 | B_Upgrade_[walltype]_preHCs | B_Upgrade_preHCs | Ground Source Heat Pump Installers [MCS] | 119 | 3 | Main heating system | Air or ground source heat pump | MG-01 | 1 |  | N | TradeCode reserved for MCS Installers
DW-417 | Energy Efficiency | Micro-Generation | [Biomass] Upgrade - pre-existing heating controls | Not Applicable | MIS3004 | B_Upgrade_[walltype]_preHCs | B_Upgrade_preHCs | Biomass Boiler Installers [MCS] | 51 | 3 | Main heating system | Biomass boiler | MG-01 | 1 |  | N | TradeCode reserved for MCS Installers
DW-418 | Energy Efficiency | Micro-Generation | [Fuel Cell mCHP] Replacing Broken Boiler - pre-existing heating controls | Not Applicable | MIS3007 | B_Broken_[walltype]_preHCs |  | Micro CHP Installers (Heat Lead) [MCS] | 117 | 3 | Main heating system | Micro-CHP | MG-01 | 1 |  | N | TradeCode reserved for MCS Installers
DW-419 | Energy Efficiency | Micro-Generation | [Fuel Cell mCHP] Replacing Broken Boiler - no pre-existing heating controls | Not Applicable | MIS3007 | B_Broken_[walltype]_nopreHCs |  | Micro CHP Installers (Heat Lead) [MCS] | 117 | 3 | Main heating system | Micro-CHP | MG-01 | 1 |  | N | TradeCode reserved for MCS Installers
DW-420 | Energy Efficiency | Micro-Generation | [Fuel Cell mCHP] First time central heating (FTCH) | Not Applicable | MIS3007 | B_First_time_CH_[walltype] | B_First_Time_CH | Micro CHP Installers (Heat Lead) [MCS] | 117 | 3 | Main heating system | Micro-CHP | MG-01 | 1 |  | N | TradeCode reserved for MCS Installers
DW-421 | Energy Efficiency | Micro-Generation | [Fuel Cell mCHP] Upgrade Boiler - pre-existing heating controls | Not Applicable | MIS3007 | B_Upgrade_[walltype]_preHCs | B_Upgrade_preHCs | Micro CHP Installers (Heat Lead) [MCS] | 117 | 3 | Main heating system | Micro-CHP | MG-01 | 1 |  | N | TradeCode reserved for MCS Installers
DW-422 | Energy Efficiency | Micro-Generation | [Fuel Cell mCHP] Upgrade Boiler - no pre-existing heating controls | Not Applicable | MIS3007 | B_Upgrade_[walltype]_nopreHCs | B_Upgrade_nopreHCs | Micro CHP Installers (Heat Lead) [MCS] | 117 | 3 | Main heating system | Micro-CHP | MG-01 | 1 |  | N | TradeCode reserved for MCS Installers
DW-423 | Energy Efficiency | Other heating | Programmer and room thermostat | C5 | PAS 2030:2019 |  | P&RT | Heating & Hot Water Controls [C5 - 2019] | 115 |  | Main heating system | Heating controls for wet central heating system | HC-01 | 1 | Heating controls | Y
DW-424 | Other | Other | Muralism and Public Art |  | Industry Standard |  |  | Muralism and Public Art | 197 |  | N/A |  | RMI-02 |  |  | N
DW-425 | Energy Efficiency | Boiler | Replace Broken Gas Boiler | C1 | PAS 2030:2019 |  | B_Broken_Replace | Gas Fired Condensing Boilers [C1 - 2019] | 109 |  | Main heating system | Upgrade boiler, same fuel | BO-01 | 1 |  | N
DW-426 | Energy Efficiency | Boiler | Repair Broken Gas Boiler | Not Applicable | CPS |  | B_Broken_Repair | Gas Engineers | 72 |  | N/A |  | BO-01 | 0 |  | N
DW-427 | Energy Efficiency | Micro-Generation | Replace Broken ASHP | Not Applicable | MIS3005 |  | B_Broken_Replace | Air Source Heat Pump Installers [MCS] | 116 |  | Main heating system | Air or ground source heat pump (Alternative measure) | MG-01 | 1 |  | N | TradeCode reserved for MCS Installers
DW-428 | Energy Efficiency | Micro-Generation | Repair Broken ASHP | Not Applicable | MIS3005 |  | B_Broken_Repair | Air Source Heat Pump Installers [MCS] | 116 |  | Main heating system |  | MG-01 | 1 |  | N | TradeCode reserved for MCS Installers
DW-429 | Energy Efficiency | Micro-Generation | Replace Broken GSHP | Not Applicable | MIS3005 |  | B_Broken_Replace | Ground Source Heat Pump Installers [MCS] | 119 | 0 | Main heating system | Air or ground source heat pump (Alternative measure) | MG-01 | 1 |  | N | TradeCode reserved for MCS Installers
DW-430 | Energy Efficiency | Micro-Generation | Repair Broken GSHP | Not Applicable | MIS3005 |  | B_Broken_Repair | Ground Source Heat Pump Installers [MCS] | 119 | 0 | Main heating system |  | MG-01 | 1 |  | N | TradeCode reserved for MCS Installers
DW-431 | Energy Efficiency | Micro-Generation | Replace Broken Biomass Bopiler | Not Applicable | MIS3004 |  | B_Broken_Replace | Biomass Boiler Installers [MCS] | 51 |  | Main heating system | Biomass boiler | MG-01 | 1 |  | N | TradeCode reserved for MCS Installers
DW-432 | Energy Efficiency | Micro-Generation | Repair Broken Biomass Boiler | Not Applicable | MIS3004 |  | B_Broken_Repair | Biomass Boiler Installers [MCS] | 51 |  | Main heating system |  | MG-01 | 1 |  | N | TradeCode reserved for MCS Installers
DW-433 | Energy Efficiency | Micro-Generation | Replace Broken mCHP | Not Applicable | MIS3007 |  | B_Broken_Replace | Micro CHP Installers (Heat Lead) [MCS] | 117 |  | Main heating system | Micro-CHP (Alternative measure). | MG-01 | 1 |  | N | TradeCode reserved for MCS Installers
DW-434 | Energy Efficiency | Micro-Generation | Repair Broken mCHP | Not Applicable | Industry Standard |  | B_Broken_Repair |  |  |  | Main heating system |  | MG-01 | 1 |  | N | TradeCode reserved for MCS Installers
DW-435 | Energy Efficiency | Boiler | Repair Oil Boiler | Not Applicable | Industry Standard |  | B_Broken_Repair | Oil Technician | 196 |  | N/A |  | BO-01 | 1 |  | N
DW-436 | Energy Efficiency | Micro-Generation | Repair LPG Boiler | Not Applicable | CPS |  | B_Broken_Repair | Gas Engineers | 72 |  | N/A |  | MG-01 | 1 |  | N | TradeCode reserved for MCS Installers
DW-437 | Energy Efficiency | Cavity Wall Insulation | Cavity Wall Insulation | Not Applicable | Licence Plus |  |  | Cavity Wall Insulation [Licence Plus] | 198 |  | Wall insulation type | Cavity wall insulation | LP-CWI-01 | 1 |  | N
DW-438 | Energy Efficiency | Loft Insulation | Loft Insulation | Not Applicable | Licence Plus |  |  | Loft Insulation [Licence Plus] | 199 |  | Roof insulation | Loft insulation | LP-LO-01 | 0 |  | N
DW-439 | Energy Efficiency | Other Insulation | Hybrid Wall insulation | Not Applicable | Licence Plus |  |  | Hybrid Wall Insulation [Licence Plus] | 200 |  | Wall insulation type | Cavity wall insulation | LP-HY-01 | 1 |  | N
DW-440 | Energy Efficiency | Other Insulation | Pitched Roof Insulation | Not Applicable | Licence Plus |  |  | Pitched Roof Insulation [Licence Plus] | 201 |  | Roof insulation | Loft insulation | LP-TM-INS | 0 |  | N
DW-441 | Energy Efficiency | Other Insulation | Room-in-roof Insulation | Not Applicable | Licence Plus |  |  | Room in Roof Insulation [Licence Plus] | 202 |  | Roof room insulation | Roof room insulation | LP-RIR-01 | 0 |  | N
DW-442 | Energy Efficiency | Other Insulation | Solid Floor Insulation | Not Applicable | Licence Plus |  |  | Floor Insulation [Licence Plus] | 203 |  | Floor insulation | Floor insulation | LP-UFI-01 | 0 |  | N
DW-443 | Energy Efficiency | Other Insulation | Under floor insulation | Not Applicable | Licence Plus |  |  | Floor Insulation [Licence Plus] | 203 |  | Floor insulation | Floor insulation | LP-UFI-01 | 0 |  | N
DW-444 | Energy Efficiency | Solid Wall Insulation | External Insulation of Solid Walls | Not Applicable | Licence Plus |  |  | External Wall Insulation [Licence Plus] | 204 |  | Wall insulation type | External insulation with cavity wall insulation | LP-SWI-01 | 1 |  | N
DW-445 | Energy Efficiency | Solid Wall Insulation | External Insulation of Cavity Walls | Not Applicable | Licence Plus |  |  | External Wall Insulation [Licence Plus] | 204 |  | Wall insulation type | External insulation with cavity wall insulation | LP-SWI-03 | 1 |  | N
DW-446 | Energy Efficiency | Solid Wall Insulation | Internal Insulation of Solid Walls | Not Applicable | Licence Plus |  |  | Internal Wall Insulation [Licence Plus] | 205 |  | Wall insulation type | Solid wall insulation | LP-SWI-02 | 1 |  | N
DW-447 | Energy Efficiency | Solid Wall Insulation | Internal Insulation of Cavity Walls | Not Applicable | Licence Plus |  |  | Internal Wall Insulation [Licence Plus] | 205 |  | Wall insulation type | Cavity wall insulation | LP-SWI-04 | 1 |  | N
DW-448 | Energy Efficiency | Doors and Windows | Higher performance external doors | Not Applicable | Licence Plus |  |  | Energy Efficient Glazing and Doors [Licence Plus] | 206 |  | Number of external doors | Insulated doors | LP-EE-01 | 1 |  | N
DW-449 | Energy Efficiency | Doors and Windows | Double Glazing | Not Applicable | Licence Plus |  |  | Energy Efficient Glazing and Doors [Licence Plus] | 206 |  | Windows | Double glazed windows | LP-EE-01 | 1 |  | N
DW-450 | Energy Efficiency | Doors and Windows | Secondary Glazing | Not Applicable | Licence Plus |  |  | Energy Efficient Glazing and Doors [Licence Plus] | 206 |  | Windows | Secondary Glazing | LP-TM-INS | 0 |  | N
DW-451 | Energy Efficiency | Micro-Generation | Air Source Heat Pump | Not Applicable | Licence Plus |  |  | Air Source Heat Pump [Licence Plus] | 209 |  | Main heating system | Air or ground source heat pump | LP-MG-01 | 1 |  | N | TradeCode reserved for MCS Installers taking part in Licence Plus
DW-452 | Energy Efficiency | Micro-Generation | Ground Source Heat Pump | Not Applicable | Licence Plus |  |  | Ground Source Heat Pump [Licence Plus] | 210 |  | Main heating system | Air or ground source heat pump | LP-MG-01 | 1 |  | N | TradeCode reserved for MCS Installers taking part in Licence Plus
DW-453 | Energy Efficiency | Micro-Generation | Solar PV | Not Applicable | Licence Plus |  |  | Solar PV [Licence Plus] | 211 |  | Main heating system | Photovoltaics | LP-PV-01 | 1 |  | N | TradeCode reserved for MCS Installers taking part in Licence Plus
DW-454 | Energy Efficiency | Micro-Generation | Solar Water Heating | Not Applicable | Licence Plus |  |  | Solar Water Heating [Licence Plus] | 212 |  | Solar water heating | Solar water heating | LP-RMI-01 | 1 |  | N | TradeCode reserved for MCS Installers taking part in Licence Plus
DW-455 | Energy Efficiency | Boiler | Gas Boiler | Not Applicable | Licence Plus |  |  | Energy Efficient Gas Boiler [Licence Plus] | 213 |  | Main heating system | Upgrade boiler, same fuel | LP-BO-01 | 1 |  | Y
DW-456 | Energy Efficiency | Other Heating | Central Heating System | Not Applicable | Licence Plus |  |  | Heating and Hot Water Systems and Controls [Licence Plus] | 214 |  | Main heating system |  | LP-WHD-01 | 1 |  | Y
DW-457 | Energy Efficiency | Other Heating | Hot Water System | Not Applicable | Licence Plus |  |  | Heating and Hot Water Systems and Controls [Licence Plus] | 214 |  | Main heating system |  | LP-RMI-01 | 1 |  | N
DW-458 | Energy Efficiency | Other Heating | Hot water controls tank thermostat | Not Applicable | Licence Plus |  |  | Heating and Hot Water Systems and Controls [Licence Plus] | 214 |  | Main heating controls | Heating controls for wet central heating system | LP-HC-01 | 1 |  | N
DW-459 | Energy Efficiency | Other Heating | Time and temperature zone control | Not Applicable | Licence Plus |  |  | Heating and Hot Water Systems and Controls [Licence Plus] | 214 |  | Main heating controls | Heating controls for wet central heating system | LP-HC-01 | 1 |  | N
DW-460 | Energy Efficiency | Other Heating | TRV | Not Applicable | Licence Plus |  |  | Heating and Hot Water Systems and Controls [Licence Plus] | 214 |  | Main heating controls | Heating controls for wet central heating system | LP-HC-01 | 1 |  | N
DW-461 | Energy Efficiency | ESH | Electric Storage Heater | Not Applicable | Licence Plus |  |  | Electric Storage Heaters [Licence Plus] | 215 |  | Main heating system | New or replacement storage heaters | LP-ESH-01 | 0 |  | N
DW-462 | Energy Efficiency | Other Insulation | Flat Roof insulation | Not Applicable | Licence Plus |  |  | Flat Roof Insulation [Licence Plus] | 216 |  | Roof insulation | Flat roof insulation | LP-FRI-01 | 0 |  | N
DW-463 | Energy Efficiency | Park Home Insulation | Park home insulation - floor, roof & wall | B13 | PAS 2030:2019 | PHI_wall | PHI | Park Home Insulation [B13 - 2019] | 101 |  | N/A |  | PHI-01 | 0 | Park home insulation | N | Added v 1.5.3
DW-464 | Energy Efficiency | Other Insulation | Hybrid insulation of a solid wall | B7 | PAS 2030:2019 |  | HWI_solid | Hybrid Wall Insulation [B7 - 2019] | 125 | 0 | Wall insulation type | Solid wall insulation | HY-01 | 1 | Hybrid insulation of a solid wall | N
DW-465 | Energy Efficiency | Other Insulation | Hybrid insulation of a cavity wall | B7 | PAS 2030:2019 |  | HWI_cavity | Hybrid Wall Insulation [B7 - 2019] | 125 | 0 | Wall insulation type | Cavity wall insulation | HY-01 | 1 | Hybrid insulation of a cavity wall | N
DW-466 | Repair, Maintenance & Improvement | Improvement | Painting | Not Applicable | Industry Standard |  |  | Painters & Decorators (Dulux Select) | 217 |  | N/A |  | RMI-02 |  |  | N
DW-467 | Repair, Maintenance & Improvement | Improvement | Blinds, Shutters & Window Dressings | Not Applicable | Industry Standard |  |  | Blinds, Shutters & Window Dressings | 218 |  | N/A |  | HIL-TM-01 |  |  | N
DW-468 | Energy Efficiency | Cavity Wall Insulation | Cavity Wall Insulation | Not Applicable | Industry Standard |  |  | Cavity Wall Insulation | 219 |  | Wall insulation type | Cavity wall insulation | HIL-TM-01 |  |  | N
DW-469 | Energy Efficiency | Solid Wall Insulation | Internal Insulation of Cavity Walls | Not Applicable | Industry Standard |  |  | Internal Wall Insulation | 220 |  | Wall insulation type | Cavity wall insulation | HIL-TM-01 |  |  | N
DW-470 | Energy Efficiency | Solid Wall Insulation | External Insulation of Cavity Walls | Not Applicable | Industry Standard |  |  | External Wall Insulation | 221 |  | Wall insulation type | Solid wall insulation | HIL-TM-01 |  |  | N
DW-471 | Energy Efficiency | Other Insulation | Draught proofing | Not Applicable | Industry Standard |  |  | Draught Proofing | 222 |  | Draught proofing | Draught proofing | HIL-TM-01 |  |  | N
DW-472 | Energy Efficiency | Other Insulation | Heating & Hot Water Insulation | Not Applicable | Industry Standard |  |  | Heating & Hot Water Insulation | 223 |  | N/A |  | HIL-TM-01 |  |  | N
DW-473 | Repair, Maintenance & Improvement | Improvement | Garden | Not Applicable | Industry Standard |  |  | Professional Landscapers | 224 |  | N/A |  | HIL-TM-01 | 0 |  | N
DW-474 | Energy Efficiency | Micro-Generation | Air Source Heat Pumps | Not Applicable | MIS3005-D |  |  | Air Source Heat Pump Design [MCS] | 225 |  | Main heating system |  | N/A |  |  | N | Added to support seperation between existing installation trade code and design
DW-475 | Energy Efficiency | Micro-Generation | Ground Source Heat Pump | Not Applicable | MIS3005-D |  |  | Ground Source Heat Pump Design [MCS] | 226 |  | Main heating system |  | N/A |  |  | N | Added to support seperation between existing installation trade code and design
DW-476 | Energy Efficiency | Micro-Generation | Exhaust Air Heat Pumps | Not Applicable | MIS3005-D |  |  | Exhaust Air Heat Pump Design [MCS] | 227 | Z1 | Main heating system |  | N/A |  |  | N | Added to support seperation between existing installation trade code and design
DW-477 | Energy Efficiency | Micro-Generation | Solar Assisted Heat Pumps | Not Applicable | MIS3005-D |  |  | Solar Assisted Heat Pump Design [MCS] | 228 | Z1 | Main heating system |  | N/A |  |  | N | Added to support seperation between existing installation trade code and design
DW-478 | Energy Efficiency | Micro-Generation | Gas Absorption Heat Pumps | Not Applicable | MIS3005-D |  |  | Gas Absorption Heat Pump Design [MCS] | 229 | Z1 | Main heating system |  | N/A |  |  | N | Added to support seperation between existing installation trade code and design
DW-479 | Energy Efficiency | Cavity Wall Insulation | Cavity wall insulation (0.040) | B1 | PAS 2030:2023 | CWI_0.040 | CWI_0.040 | Cavity Wall Insulation [B1 - 2023] | 230 | 4 | Wall insulation type | Cavity wall insulation | CWI-01 | 1 | Cavity wall insulation | Y | PAS 2035:2023 Air Tightness Strategy required
DW-480 | Energy Efficiency | Cavity Wall Insulation | Cavity wall insulation (0.033) | B1 | PAS 2030:2023 | CWI_0.033 | CWI_0.033 | Cavity Wall Insulation [B1 - 2023] | 230 | 4 | Wall insulation type | Cavity wall insulation | CWI-01 | 1 | Cavity wall insulation | Y | PAS 2035:2023 Air Tightness Strategy required
DW-481 | Energy Efficiency | Cavity Wall Insulation | Cavity wall insulation (0.027) | B1 | PAS 2030:2023 | CWI_0.027 | CWI_0.027 | Cavity Wall Insulation [B1 - 2023] | 230 | 4 | Wall insulation type | Cavity wall insulation | CWI-01 | 1 | Cavity wall insulation | Y | PAS 2035:2023 Air Tightness Strategy required
DW-482 | Energy Efficiency | Cavity Wall Insulation | Party cavity wall insulation | B1 | PAS 2030:2023 | PWI_Cavity | PWI_Cavity | Cavity Wall Insulation [B1 - 2023] | 230 | 4 | Wall insulation type | Cavity wall insulation | CWI-02 | 1 | Cavity wall insulation | Y | PAS 2035:2023 Air Tightness Strategy required
DW-483 | Energy Efficiency | Other Insulation | Room-in-roof insulation insulated | B12 | PAS 2030:2023 | RIRI_res_in | RIRI_res_in | Room in Roof Insulation [B12 - 2023] | 231 | 4 | Roof room insulation | Roof room insulation | RIR-01 | 0 | Room-in-roof insulation | N | PAS 2035:2023 Air Tightness Strategy required
DW-484 | Energy Efficiency | Other Insulation | Room-in-roof insulation uninsulated | B12 | PAS 2030:2023 | RIRI_res_unin | RIRI_res_unin | Room in Roof Insulation [B12 - 2023] | 231 | 4 | Roof room insulation | Roof room insulation | RIR-01 | 0 | Room-in-roof insulation | N | PAS 2035:2023 Air Tightness Strategy required
DW-485 | Energy Efficiency | Park Home Insulation | Park home insulation - floor | B13 | PAS 2030:2023 | PHI_floor |  | Park Home Insulation [B13 - 2023] | 232 | 4 | Floor insulation | Floor insulation | PHI-01 | 0 | Park home insulation | N | PAS 2035:2023 Air Tightness Strategy required
DW-486 | Energy Efficiency | Park Home Insulation | Park home insulation - roof | B13 | PAS 2030:2023 | PHI_roof |  | Park Home Insulation [B13 - 2023] | 232 | 4 | Roof insulation | Loft insulation | PHI-01 | 0 | Park home insulation | N | PAS 2035:2023 Air Tightness Strategy required
DW-487 | Energy Efficiency | Park Home Insulation | Park home insulation - wall | B13 | PAS 2030:2023 | PHI_wall |  | Park Home Insulation [B13 - 2023] | 232 | 4 | Wall insulation type | Solid wall insulation | PHI-01 | 0 | Park home insulation | N | PAS 2035:2023 Air Tightness Strategy required
DW-488 | Energy Efficiency | Other Insulation | Draught proofing | B2 | PAS 2030:2023 | DP | DP | Draught Proofing [B2 - 2023] | 233 | 4 | Draught proofing | Draught proofing | EE-01 | 0 | Draught Proofing | N | PAS 2035:2023 Air Tightness Strategy required
DW-489 | Energy Efficiency | Doors and Windows | Higher performance external doors with greater than 60% glazing area | B3 | PAS 2030:2023 | HPED_greater_60 | HPED | Energy Efficient Glazing and Doors [B3 - 2023] | 234 | 4 | Number of external doors | Insulated doors | EE-01 | 1 | Energy efficient replacement doors | N | PAS 2035:2023 Air Tightness Strategy required
DW-490 | Energy Efficiency | Doors and Windows | Higher performance external doors with less than or equal to 60% glazing area | B3 | PAS 2030:2023 | HPED_less_60 | HPED | Energy Efficient Glazing and Doors [B3 - 2023] | 234 | 4 | Number of external doors | Insulated doors | EE-01 | 1 | Energy efficient replacement doors | N | PAS 2035:2023 Air Tightness Strategy required
DW-491 | Energy Efficiency | Doors and Windows | Window glazing - improved double glazing | B3 | PAS 2030:2023 | WG_improveddouble | WG_improveddouble | Energy Efficient Glazing and Doors [B3 - 2023] | 234 | 4 | Windows |  | EE-01 | 1 | Improved double glazing | N | PAS 2035:2023 Air Tightness Strategy required
DW-492 | Energy Efficiency | Doors and Windows | Window glazing - single to double | B3 | PAS 2030:2023 | WG_singletodouble | WG_singletodouble | Energy Efficient Glazing and Doors [B3 - 2023] | 234 | 4 | Windows | Double glazed windows | EE-01 | 1 | Double/triple glazing | N | PAS 2035:2023 Air Tightness Strategy required
DW-493 | Energy Efficiency | Solid Wall Insulation | Solid wall - External Insulation | B4 | PAS 2030:2023 | EWI_solid_a_b | EWI_solid | External Wall Insulation [B4 - 2023] | 235 | 4 | Wall insulation type | Solid wall insulation | SWI-01 | 1 | External solid wall insulation | N | PAS 2035:2023 Air Tightness Strategy required
DW-494 | Energy Efficiency | Solid Wall Insulation | External Insulation of Cavity Walls | B4 | PAS 2030:2023 | EWI_cavity_a_b | EWI_cavity | Cavity Wall External Insulation [B4 - 2023] | 236 | 4 | Wall insulation type | External insulation with cavity wall insulation | SWI-03 | 1 | External solid wall insulation | N | PAS 2035:2023 Air Tightness Strategy required
DW-495 | Energy Efficiency | Other Insulation | Flat roof insulation | B5 | PAS 2030:2023 | FRI | FRI | Flat Roof Insulation [B5 - 2023] | 237 | 4 | Roof insulation | Flat roof insulation | FRI-01 | 0 | Flat roof insulation | N | PAS 2035:2023 Air Tightness Strategy required
DW-496 | Energy Efficiency | Other Insulation | Under floor insulation | B6 | PAS 2030:2023 | UFI | UFI | Floor Insulation [B6 - 2023] | 238 | 4 | Floor insulation | Floor insulation | UFI-01 | 0 | Under-floor insulation: Suspended floor | N | PAS 2035:2023 Air Tightness Strategy required
DW-497 | Energy Efficiency | Solid Wall Insulation | Solid wall - Internal Insulation | B8 | PAS 2030:2023 | IWI_solid_a_b | IWI_solid | Internal Wall Insulation [B8 - 2023] | 239 | 4 | Wall insulation type | Solid wall insulation | SWI-02 | 1 | Internal solid wall insulation | N | PAS 2035:2023 Air Tightness Strategy required
DW-498 | Energy Efficiency | Solid Wall Insulation | Internal Insulation of Cavity Walls | B8 | PAS 2030:2023 | IWI_cavity_a_b | IWI_cavity | Cavity Wall Internal Insulation [B8 - 2023] | 240 | 4 | Wall insulation type | Cavity wall insulation | SWI-04 | 1 | Internal solid wall insulation | N | PAS 2035:2023 Air Tightness Strategy required
DW-499 | Energy Efficiency | Loft Insulation | Loft insulation where there is greater than 100mm pre-existing insulation | B9 | PAS 2030:2023 | LI_greater100 | LI_greater100 | Loft Insulation [B9 - 2023] | 241 | 4 | Roof insulation | Loft insulation | LO-01 | 0 | Loft insulation | Y | PAS 2035:2023 Air Tightness Strategy required
DW-500 | Energy Efficiency | Loft Insulation | Loft insulation where there is less than or equal to 100mm pre-existing insulation | B9 | PAS 2030:2023 | LI_lessequal100 | LI_lessequal100 | Loft Insulation [B9 - 2023] | 241 | 4 | Roof insulation | Loft insulation | LO-01 | 0 | Loft insulation | Y | PAS 2035:2023 Air Tightness Strategy required
DW-501 | Energy Efficiency | Boiler | [Gas] Broken replacement - no pre-existing heating controls | C1 | PAS 2030:2023 | B_Broken_[walltype]_nopreHCs |  | Gas Fired Condensing Boilers [C1 - 2023] | 242 | 4 | Main heating system | Upgrade boiler, same fuel | BO-01 | 1 |  | N
DW-502 | Energy Efficiency | Boiler | [Gas] Broken replacement - pre-existing heating controls | C1 | PAS 2030:2023 | B_Broken_[walltype]_preHCs |  | Gas Fired Condensing Boilers [C1 - 2023] | 242 | 4 | Main heating system | Upgrade boiler, same fuel | BO-01 | 1 |  | N
DW-503 | Energy Efficiency | Boiler | First time central heating (FTCH) | C1 | PAS 2030:2023 | B_First_time_CH_[walltype] | B_First_Time_CH | Gas Fired Condensing Boilers [C1 - 2023] | 242 | 4 | Main heating system | Change heating to condensing gas condensing boiler (fuel switch) | BO-01 | 1 |  | N
DW-504 | Energy Efficiency | Boiler | Upgrade - no pre-existing heating controls | C1 | PAS 2030:2023 | B_Upgrade_[walltype]_nopreHCs | B_Upgrade_nopreHCs | Gas Fired Condensing Boilers [C1 - 2023] | 242 | 4 | Main heating system | Change heating to condensing gas condensing boiler (fuel switch) | BO-01 | 1 |  | N
DW-505 | Energy Efficiency | Boiler | [Oil] Broken replacement - no pre-existing heating controls | C2 | PAS 2030:2023 | B_Broken_[walltype]_nopreHCs |  | Oil Fired Condensing Boilers [C2 - 2023] | 243 | 4 | Main heating system | Upgrade boiler, same fuel | BO-01 | 1 |  | N
DW-506 | Energy Efficiency | Boiler | [Oil] Broken replacement - pre-existing heating controls | C2 | PAS 2030:2023 | B_Broken_[walltype]_preHCs |  | Oil Fired Condensing Boilers [C2 - 2023] | 243 | 4 | Main heating system | Upgrade boiler, same fuel | BO-01 | 1 |  | N
DW-507 | Energy Efficiency | Other heating | Heating controls | C5 | PAS 2030:2023 | Heating_controls_[walltype] |  | Heating & Hot Water Controls [C5 - 2023] | 244 | 4 | Main heating controls | Heating controls for wet central heating system | HC-01 | 1 | Heating controls | Y
DW-508 | Energy Efficiency | Other heating | Smart thermostat (pre-existing programmer and room thermostat) | C5 | PAS 2030:2023 | Smarttherm_[walltype]_preP&RT | Smarttherm | Heating & Hot Water Controls [C5 - 2023] | 244 | 4 | Main heating controls | Heating controls for wet central heating system | HC-01 | 1 | Heating controls | Y
DW-509 | Energy Efficiency | Other heating | Smart thermostat (no pre-existing programmer and room thermostat) | C5 | PAS 2030:2023 | Smarttherm_[walltype]_nopreP&RT | Smarttherm | Heating & Hot Water Controls [C5 - 2023] | 244 | 4 | Main heating controls | Heating controls for wet central heating system | HC-01 | 1 | Heating controls | Y
DW-510 | Energy Efficiency | Other heating | TRV | C5 | PAS 2030:2023 | TRV_[walltype]_smarttherm | TRV | Heating & Hot Water Controls [C5 - 2023] | 244 | 4 | Main heating controls | Heating controls for wet central heating system | HC-01 | 1 | Heating controls | Y
DW-511 | Energy Efficiency | ESH | Broken replacement - fan storage | D1 | PAS 2030:2023 | ESH_Broken_fan_[walltype] |  | Electric Storage Heaters [D1 - 2023] | 245 | 4 | Main heating system | New or replacement storage heaters | ESH-01 | 0 | Electric Storage Heaters | N
DW-512 | Energy Efficiency | ESH | Broken replacement - high heat retention | D1 | PAS 2030:2023 | ESH_Broken_HHR_[walltype] | ESH_replace | Electric Storage Heaters [D1 - 2023] | 245 | 4 | Main heating system | New or replacement storage heaters | ESH-01 | 0 | Electric Storage Heaters | N
DW-513 | Energy Efficiency | ESH | Upgrade - fan storage | D1 | PAS 2030:2023 | ESH_Upgrades_fan_[walltype] |  | Electric Storage Heaters [D1 - 2023] | 245 | 4 | Main heating system | New or replacement storage heaters | ESH-01 | 0 | Electric Storage Heaters | N
DW-514 | Energy Efficiency | ESH | Upgrade - high heat retention | D1 | PAS 2030:2023 | ESH_Upgrades_HHR_[walltype] | ESH_upgrade | Electric Storage Heaters [D1 - 2023] | 245 | 4 | Main heating system | New or replacement storage heaters | ESH-01 | 0 | Electric Storage Heaters | N
DW-515 | Energy Efficiency | Cavity Wall Insulation | Partial fill | B1 | PAS 2030:2023 | CWI_partial_fill | CWI_partial_fill | Cavity Wall Insulation [B1 - 2023] | 230 | 4 | Wall insulation type | Cavity wall insulation | CWI-01 | 1 | Cavity wall insulation | Y | PAS 2035:2023 Air Tightness Strategy required
DW-516 | Energy Efficiency | Other Insulation | Pitched roof insulation | B10 | PAS 2030:2023 |  | PRI | Pitched Roof Insulation [B10 - 2023] | 246 | 0 | Roof insulation | Loft insulation | TM-INS | 0 | Pitched roof insulation | N | PAS 2035:2023 Air Tightness Strategy required
DW-517 | Energy Efficiency | Other Insulation | Hybrid Wall insulation | B7 | PAS 2030:2023 |  |  | Hybrid Wall Insulation [B7 - 2023] | 247 | 0 | Wall insulation type | Cavity wall insulation | HY-01 | 1 | Internal solid wall insulation External solid wall insulation | N | PAS 2035:2023 Air Tightness Strategy required
DW-518 | Energy Efficiency | Other Heating | Compensation (pre-existing heating controls) | C5 | PAS 2030:2023 | Compensation_[walltype]_preHCs | Compensation_preHCs | Heating & Hot Water Controls [C5 - 2023] | 244 | 4 | Main heating controls | Heating controls for wet central heating system | HC-01 | 1 | Heating controls | Y
DW-519 | Energy Efficiency | Other Heating | Compensation (no pre-existing heating controls) | C5 | PAS 2030:2023 | Compensation_[walltype]_nopreHCs | Compensation_nopreHCs | Heating & Hot Water Controls [C5 - 2023] | 244 | 4 | Main heating controls | Heating controls for wet central heating system | HC-01 | 1 | Heating controls | Y
DW-520 | Energy Efficiency | Boiler | Flue Gas Heat Recovery | C3 | PAS 2030:2023 |  |  | Flue Gas Heat Recovery [C3 - 2023] | 248 | 0 | Flue gas heat recovery | Flue gas heat recovery | RMI-01 | 0 | Flue Gas Heat Recovery | N
DW-521 | Energy Efficiency | Other Insulation | Heating System Insulation | C4 | PAS 2030:2023 |  |  | Heating System Insulation [C4 - 2023] | 249 | 0 | Water Heating | Hot water cylinder insulation | TM-INS | 1 | Hot water tank insulation | N
DW-522 | Energy Efficiency | Hot Water | Hot Water Systems | C6 | PAS 2030:2023 |  |  | Hot Water Systems [C6 - 2023] | 250 | 0 | Main heating system |  | RMI-01 | 1 | Hot Water Systems | N
DW-523 | Energy Efficiency | Heat Recovery | Mechanical Ventilation with Heat Recovery | C7 | PAS 2030:2023 |  |  | MVHR [C7 - 2023] | 251 | 0 | Mechanical ventilation |  | RMI-01 | 1 |  | N
DW-524 | Energy Efficiency | Other Heating | Underfloor Heating - Wet | C8 | PAS 2030:2023 |  |  | Underfloor Heating - Wet [C8 - 2023] | 252 | 0 | Main heating system |  | RMI-01 | 1 |  | N
DW-525 | Energy Efficiency | Other Heating | [Gas] Warm Air Heating | C9 | PAS 2030:2023 |  |  | Warm Air Heating - Gas [C9 - 2023] | 253 | 0 | Main heating system | Replacement warm-air unit | RMI-01 | 1 |  | N
DW-526 | Energy Efficiency | Other Heating | [Oil] Warm Air Heating | C9 | PAS 2030:2023 |  |  | Warm Air Heating - Oil [C9 - 2023] | 254 | 0 | Main heating system |  | RMI-01 | 1 |  | N
DW-527 | Energy Efficiency | Hot Water | Water Efficient Taps/Showers | C10 | PAS 2030:2023 |  |  | Water Efficient Taps/Showers [C10 - 2023] | 255 | 0 | N/A |  | RMI-01 | 0 |  | N
DW-528 | Energy Efficiency | Lighting | Energy Efficient Lighting | D2 | PAS 2030:2023 |  |  | Energy Efficient Lighting [D2 - 2023] | 256 | 0 | Lighting | Low energy lights | RMI-01 | 0 | Energy Efficient Lighting | N
DW-529 | Energy Efficiency | Other Insulation | Solid Floor Insulation | B6 | PAS 2030:2023 | SFI | SFI | Floor Insulation [B6 - 2023] | 238 | 4 | Floor insulation | Floor insulation | UFI-01 | 0 | Under-floor insulation: Solid floor | N | PAS 2035:2023 Air Tightness Strategy required
DW-530 | Energy Efficiency | Other Heating | Hot water tank thermostat | C6 | PAS 2030:2023 |  |  | Heating & Hot Water Controls [C6 - 2023] | 244 | 0 | Main heating controls | Cylinder thermostat | HC-01 | 1 | Hot water tank thermostats | Y
DW-531 | Energy Efficiency | Other Insulation | Solar blind, shutters and shading devices | B11 | PAS 2030:2023 |  |  | Solar blind, shutters and shading devices [B11 - 2023] | 257 | 0 | N/A |  | RMI-01 | 0 |  | N | PAS 2035:2023 Air Tightness Strategy required
DW-532 | Energy Efficiency | Doors and Windows | Secondary Glazing | B3 | PAS 2030:2023 |  |  | Energy Efficient Glazing and Doors [B3 - 2023] | 234 | 0 | Windows | Double glazed windows | TM-INS | 0 | Secondary glazing | N
DW-533 | Energy Efficiency | Doors and Windows | Secondary Glazing | B2 | PAS 2030:2023 |  |  | Draught Proofing [B2 - 2023] | 233 | 0 | Draught proofing | Draught proofing | TM-INS | 0 | Secondary glazing | N | PAS 2035:2023 Air Tightness Strategy required
DW-534 | Energy Efficiency | Boiler | Gas Boiler | C1 | PAS 2030:2023 |  |  | Gas Fired Condensing Boilers [C1 - 2023] | 242 | 0 | Main heating system | Upgrade boiler, same fuel | BO-01 | 1 |  | Y
DW-535 | Energy Efficiency | Boiler | Oil Boiler | C2 | PAS 2030:2023 |  |  | Oil Fired Condensing Boilers [C2 - 2023] | 243 | 0 | Main heating system | Condensing oil boiler | BO-01 | 1 |  | Y
DW-536 | Energy Efficiency | Other heating | Time and temperature zone control | C5 | PAS 2030:2023 | TTZC_[walltype] | TTZC | Heating & Hot Water Controls [C5 - 2023] | 244 | 4 | Main heating controls | Heating controls for wet central heating system | HC-01 | 1 | Heating controls | Y
DW-537 | Energy Efficiency | Cavity Wall Insulation | Cavity wall insulation (0.040) | B7 | PAS 2030:2023 | CWI_0.040 | CWI_0.040 | Hybrid Wall Insulation [B7 - 2023] | 247 | 4 | Wall insulation type | Cavity wall insulation | CWI-01 | 1 | Cavity wall insulation | Y | PAS 2035:2023 Air Tightness Strategy required
DW-538 | Energy Efficiency | Cavity Wall Insulation | Cavity wall insulation (0.033) | B7 | PAS 2030:2023 | CWI_0.033 | CWI_0.033 | Hybrid Wall Insulation [B7 - 2023] | 247 | 4 | Wall insulation type | Cavity wall insulation | CWI-01 | 1 | Cavity wall insulation | Y | PAS 2035:2023 Air Tightness Strategy required
DW-539 | Energy Efficiency | Cavity Wall Insulation | Cavity wall insulation (0.027) | B7 | PAS 2030:2023 | CWI_0.027 | CWI_0.027 | Hybrid Wall Insulation [B7 - 2023] | 247 | 4 | Wall insulation type | Cavity wall insulation | CWI-01 | 1 | Cavity wall insulation | Y | PAS 2035:2023 Air Tightness Strategy required
DW-540 | Energy Efficiency | Cavity Wall Insulation | Party cavity wall insulation | B7 | PAS 2030:2023 | PWI_Cavity | PWI_Cavity | Hybrid Wall Insulation [B7 - 2023] | 247 | 4 | Wall insulation type | Cavity wall insulation | CWI-02 | 1 | Cavity wall insulation | Y | PAS 2035:2023 Air Tightness Strategy required
DW-541 | Energy Efficiency | Solid Wall Insulation | Solid wall - External Insulation | B7 | PAS 2030:2023 | EWI_solid_a_b | EWI_solid | Hybrid Wall Insulation [B7 - 2023] | 247 | 4 | Wall insulation type | Solid wall insulation | SWI-01 | 1 | External solid wall insulation | N | PAS 2035:2023 Air Tightness Strategy required
DW-542 | Energy Efficiency | Solid Wall Insulation | External Insulation of Cavity Walls | B7 | PAS 2030:2023 | EWI_cavity_a_b | EWI_cavity | Hybrid Wall Insulation [B7 - 2023] | 247 | 4 | Wall insulation type | External insulation with cavity wall insulation | SWI-03 | 1 | External solid wall insulation | N | PAS 2035:2023 Air Tightness Strategy required
DW-543 | Energy Efficiency | Solid Wall Insulation | Solid wall - Internal Insulation | B7 | PAS 2030:2023 | IWI_solid_a_b | IWI_solid | Hybrid Wall Insulation [B7 - 2023] | 247 | 4 | Wall insulation type | Solid wall insulation | SWI-02 | 1 | Internal solid wall insulation | N | PAS 2035:2023 Air Tightness Strategy required
DW-544 | Energy Efficiency | Solid Wall Insulation | Internal Insulation of Cavity Walls | B7 | PAS 2030:2023 | IWI_cavity_a_b | IWI_cavity | Hybrid Wall Insulation [B7 - 2023] | 247 | 4 | Wall insulation type | External insulation with cavity wall insulation | SWI-04 | 1 | Internal solid wall insulation | N | PAS 2035:2023 Air Tightness Strategy required
DW-545 | Energy Efficiency | Cavity Wall Insulation | Partial fill | B7 | PAS 2030:2023 | CWI_partial_fill | CWI_partial_fill | Hybrid Wall Insulation [B7 - 2023] | 247 | 4 | Wall insulation type | Cavity wall insulation | CWI-01 | 1 | Cavity wall insulation | Y | PAS 2035:2023 Air Tightness Strategy required
DW-546 | Energy Efficiency | Boiler | Upgrade - pre-existing heating controls | C1 | PAS 2030:2023 | B_Upgrade_[walltype]_preHCs | B_Upgrade_preHCs | Gas Fired Condensing Boilers [C1 - 2023] | 242 | 4 | Main heating system | Upgrade boiler, same fuel | BO-01 | 1 |  | N
DW-547 | Energy Efficiency | Other heating | Programmer and room thermostat | C5 | PAS 2030:2023 |  | P&RT | Heating & Hot Water Controls [C5 - 2023] | 244 | 0 | Main heating system | Heating controls for wet central heating system | HC-01 | 1 | Heating controls | Y
DW-548 | Energy Efficiency | Boiler | Replace Broken Gas Boiler | C1 | PAS 2030:2023 |  | B_Broken_Replace | Gas Fired Condensing Boilers [C1 - 2023] | 242 | 0 | Main heating system | Upgrade boiler, same fuel | BO-01 | 1 |  | N
DW-549 | Energy Efficiency | Park Home Insulation | Park home insulation - floor, roof & wall | B13 | PAS 2030:2023 | PHI_wall | PHI | Park Home Insulation [B13 - 2023] | 232 | 0 | N/A |  | PHI-01 | 0 | Park home insulation | N | PAS 2035:2023 Air Tightness Strategy required
DW-550 | Energy Efficiency | Other Insulation | Hybrid insulation of a solid wall | B7 | PAS 2030:2023 |  | HWI_solid | Hybrid Wall Insulation [B7 - 2023] | 247 | 0 | Wall insulation type | Solid wall insulation | HY-01 | 1 | Hybrid insulation of a solid wall | N | PAS 2035:2023 Air Tightness Strategy required
DW-551 | Energy Efficiency | Other Insulation | Hybrid insulation of a cavity wall | B7 | PAS 2030:2023 |  | HWI_cavity | Hybrid Wall Insulation [B7 - 2023] | 247 | 0 | Wall insulation type | Cavity wall insulation | HY-01 | 1 | Hybrid insulation of a cavity wall | N | PAS 2035:2023 Air Tightness Strategy required
DW-552 | Other | Pest Control | Pest Control | Not Applicable | Industry Standard |  |  | Professional Pest Control | 259 | 0 | N/A |  | HIL-TM-01 | 0 |  | N
DW-553 | Repair, Maintenance & Improvement | Improvement | Painting | Not Applicable | Industry Standard |  |  | Professional Painters & Decorators | 260 | 0 | N/A |  | RMI-02 | 0 |  | N | Created for sole use by Dulux Select
DW-554 | Repair, Maintenance & Improvement | Assessment | Spray Foam Assessment | Not Applicable | Industry Standard |  |  | Spray Foam Assessor | 261 | 0 | N/A |  | HIL-TM-01 | 0 |  | N
DW-555 | Repair, Maintenance & Improvement | Assessment | Damp and Timber Survey | Not Applicable | Industry Standard |  |  | Damp and Timber Surveyor | 262 | 0 | N/A |  | HIL-TM-01 | 0 |  | N
DW-556 | Repair, Maintenance & Improvement | Improvement | Garden | Not Applicable | Industry Standard |  |  | Professional Garden Designer | 263 | 0 | N/A |  |  | 0 |  | N
DW-557 | Repair, Maintenance & Improvement | Assessment | Independent Surveillance Assessment of Pre-Installation Building Inspections | Not Applicable | Industry Standard |  |  | Independent Surveillance Assessment of Pre-Installation Building Inspections | 264 | 0 | N/A |  |  | 0 |  | N
DW-558 | Repair, Maintenance & Improvement | Assessment | Conservatory Roof Replacement | Not Applicable | Industry Standard |  |  | Conservatory Roof Replacement | 265 | 0 | N/A |  |  | 0 |  | N
DW-559 | Energy Efficiency | Other Insulation | Smart Airbrick | B2 | PAS 2030:2019 | Smartairbrick | Smartairbrick | Draught Proofing [B2 - 2019] | 97 | 4 | Draught proofing | Draught proofing | EE-01 | 0 | Draught Proofing | N | PAS 2035:2023 Air Tightness Strategy required
DW-560 | Energy Efficiency | Other Insulation | Smart Airbrick | B2 | PAS 2030:2023 | Smartairbrick | Smartairbrick | Draught Proofing [B2 - 2023] | 233 | 4 | Draught proofing | Draught proofing | EE-01 | 0 | Draught Proofing | N | PAS 2035:2023 Air Tightness Strategy required

## Financial Protection Products
FP_ProductID | Protection Type | Product Name | Issuing Body | Product Code | Ofgem Code | Version | Duration | Appropriate_from | Appropriate_to | Status | FP_Code | Notes
FP_101 | Guarantee | CIGA 25 Year Guarantee | Cavity Insulation Guarantee Agency (CIGA) | CIGA - CYGCIG02 | CYGCIG02 | 5 | 25 | 2015-11-02 | 2022-09-23 | Inactive | CWI-01 | Retired
FP_102 | Guarantee | CIGA 25 Year Party Wall Guarantee | Cavity Insulation Guarantee Agency (CIGA) | CIGA - CYGCIG02 | CYGCIG02 | 5 | 25 | 2015-11-03 | 2022-09-23 | Inactive | CWI-02 | Retired
FP_103 | Insurance | Kinnell ECO's Consumer Protection Policy | Warranty Services Ltd on behalf of Guarantee Protection Insurance Limited | Kinnell - KEGGPI03 | KEGGPI03 | 14 | 25 | 2016-04-20 | 2021-10-04 | Inactive | CWI-01 SWI-01 SWI-02 SWI-03 SWI-04 PHI-01
FP_104 | Guarantee | SWIGA Solid Wall Guarantee | Solid Wall Insulation Guarantee Agency (SWIGA) | SWIGA - SSWSWI01 | SSWSWI01 | 2 | 25 | 2015-12-07 |  | Active | SWI-01 SWI-03
FP_105 | Insurance | Domestic Property Insurance Backed Guarantee | GDGC in conjunction with Safe World Insurance Group | GDGC - GDGQAS01 | GDGQAS01 | 1 | 25 | 2018-05-17 | 2020-06-30 | Superseded | CWI-01 SWI-01 SWI-02 SWI-03 SWI-04 PHI-01 | Superseded by FP_107
FP_106 | Guarantee | CIGA 2 Year Loft Guarantee | Cavity Insulation Guarantee Agency (CIGA) | CIGA - CYGCIG03 | CYGCIG02 | 1 | 2 | 2019-12-23 | 2022-09-23 | Inactive | LO-01 | Retired
FP_107 | Insurance | Domestic Property Insurance Backed Guarantee 25yr | The Quality Assurance Service Co Ltd (T/A GDGC and Qualitymark Protection) | FP_107 | GDGQAS01 | 1 | 25 | 2020-07-01 | 02.03.2021 | Active | CWI-01 CWI-02 SWI-01 SWI-02 SWI-03 SWI-04 PHI-01 RIR-01 UFI-01 HY-01 | Product Name Change to that in FP_107a This version deprecated on 02/03/2021
FP_107a | Insurance | Qualitymark Protection / GDGC – Insurance Backed Guarantee (IBG) | The Quality Assurance Service Co Ltd (T/A GDGC and Qualitymark Protection) | FP_107 | GDGQAS01 | 1 | 25 | 2020-07-01 |  | Active | CWI-01 CWI-02 SWI-01 SWI-02 SWI-03 SWI-04 PHI-01 RIR-01 UFI-01 HY-01 | Product Name Change:
FP_108 | Insurance | Domestic Property Insurance Backed Guarantee | The Quality Assurance Service Co Ltd (T/A GDGC and Qualitymark Protection) | FP_108 | GDGQAS01 | 1 | 2 | 2020-05-01 | 26.02.2021 | Inactive | LO-01 BO-01 ESH-01 HC-01 MG-01 EE-01 PV-01 FRI-01 | Product Name Change to that in FP_108a This version deprecated on 26/02/2021 PV-01 added 20.06.22 FRI-01 added to accommodate EE-01
FP_108a | Insurance | Qualitymark Protection / GDGC – Insurance Backed Guarantee (IBG) | The Quality Assurance Service Co Ltd (T/A GDGC and Qualitymark Protection) | FP_108 | GDGQAS01 | 1 | 2 | 2020-05-01 |  | Active | LO-01 BO-01 ESH-01 HC-01 MG-01 EE-01 PV-01 FRI-01 | Product Name Change: PV-01 added 20.06.22 FRI-01 added to accommodate EE-01
FP_109 | Guarantee | SWIGA Park Home Guarantee | Solid Wall Insulation Guarantee Agency (SWIGA) | FP_109 | SSWSWI01 | 1 | 25 | 2020-05-01 |  | Active | PHI-01
FP_110 | Guarantee | CIGA Floor and Roof Guarantee | Cavity Insulation Guarantee Agency (CIGA) | FP_110 | CYGCIG02 | 1 | 25 | 2020-07-01 | Retired | Inactive | RIR-01 UFI-01
FP_111 | Guarantee | TrustMark Framework Section 10 Compliant | Product Warranty & Scheme Requirements | FP_111 |  | 1 | 2 | 2020-07-02 |  | Active | LO-01 BO-01 ESH-01 HC-01 MG-01 EE-01 TM-INS TM-MG-01 WHD-01 RMI-01 RMI-02 RMI-03 RMI-04 PV-01 FRI-01 HIL-TM-01 | WHD-01 added RMI areas added PV-01 added 20.06.22 FRI-01 added to accommodate EE-01
FP_112 | Guarantee | IAA Solid Wall Insulation Guarantee | The Installation Assurance Authority (IAA) | FP_112 | IAACIG16 | 1 | 25 | 2020-10-05 |  | Active | SWI-01 SWI-02 SWI-03 SWI-04 HY-01 LP-SWI-01 LP-SWI-02 LP-SWI-03 LP-SWI-04 LP-HY-01
FP_113 | Guarantee | SWIGA Internal Wall Insulation Guarantee | Solid Wall Insulation Guarantee Agency (SWIGA) | FP_113 | SSWSWI01 | 1 | 25 | 2020-10-28 |  | Active | SWI-02 SWI-04 HY-01
FP_114 | Guarantee | IAA Insulation Guarantee - 2 yr | The Installation Assurance Authority (IAA) | FP_114 | IAACIG16 | 1 | 2 | 2021-01-25 |  | Active | LO-01 LP-LO-01 | FP_114 and FP_115 same product covering different durations for different measures
FP_115 | Guarantee | IAA Insulation Guarantee - 25 yr | The Installation Assurance Authority (IAA) | FP_115 | IAACIG16 | 1 | 25 | 2021-01-25 |  | Active | SWI-01 SWI-02 SWI-03 SWI-04 RIR-01 UFI-01 HY-01 CWI-01 CWI-02 LP-SWI-01 LP-SWI-02 LP-SWI-03 LP-SWI-04 LP-HY-01 LP-RIR-01 LP-UFI-01 LP-CWI-01 LP-CWI-02 | FP_114 and FP_115 same product covering different durations for different measures.
FP_116 | Insurance | Home Appliance Installation Insurance | Bluedrop Services (NW) Ltd | FP_116 | BDS01 | 1 | 2 | 2022-04-04 |  | Active | LO-01 BO-01 ESH-01 HC-01 PV-01 LP-LO-01 LP-BO-01 LP-ESH-01 LP-HC-01 LP-PV-01
FP_117 | Guarantee | IAA Insulation Guarantee - 6 yr | The Installation Assurance Authority (IAA) | FP_117 | IAACIG16 | 1 | 6 | 2022-06-20 |  | Active | FRI-01 LP-FRI-01
FP_118 | Guarantee | SWIGA Floor Insulation Guarantee | SWIGA | FP_118 |  | 1 | 25 | 2023-01-02 |  | Active | UFI-01
FP_119 | Guarantee | IAA Heating Controls Guarantee | The Installation Assurance Authority (IAA) | FP_119 |  | 1 | 2 | 2023-01-06 |  | Active | HC-01 LP-HC-01
FP_120 | Guarantee | SWIGA Loft Insulation Guarantee | SWIGA | FP_120 |  | 1 | 2 | 2023-01-02 |  | Active | LO-01
FP_121 | Guarantee | Bluedrop Insurance Backed Guarantee - 25 yr | Bluedrop Services (NW) Ltd | FP_121 |  | 1 | 25 | 19/09/2023 | 31/01/2024 | Inactive | SWI-01 SWI-02 SWI-03 SWI-04 CWI-01 CWI-02 HY-01 PHI-01 RIR-01 UFI-01 LP-SWI-01 LP-SWI-02 LP-SWI-03 LP-SWI-04 LP-CWI-01 LP-CWI-02 LP-HY-01 LP-PHI-01 LP-RIR-01 LP-UFI-01 | Removed as of 01/02/2024
FP_122 | Guarantee | Bluedrop Insurance Backed Guarantee - 2 yr | Bluedrop Services (NW) Ltd | FP_122 |  | 1 | 2 | 19/09/2023 |  | Active | EE-01 LP-EE-01 LO-01 LP-LO-01 BO-01 LP-BO-01 ESH-01 LP-ESH-01 MG-01 LP-MG-01 HC-01 LP-HC-01
FP_123 | Guarantee | HIES Domestic Property Insurance Backed Guarantee - 25 yr | HIES - Home Insulation and Energy Systems Quality Assured Contractors Scheme | FP_123 |  | 1 | 25 | 2023-01-08 |  | Active | SWI-01 LP-SWI-01 LP-SWI-03 HY-01 LP-HY-01 SWI-02 LP-SWI-02 LP-SWI-04 CWI-01 CWI-02 LP-CWI-01 PHI-01 UFI-01 LP-UFI-01 RIR-01 LP-RIR-01
FP_124 | Guarantee | HIES Domestic Property Insurance Backed Guarantee - 2 yr | HIES - Home Insulation and Energy Systems Quality Assured Contractors Scheme | FP_124 |  | 1 | 2 | 2023-01-08 |  | Active | EE-01 LP-EE-01 LO-01 LP-LO-01 BO-01 LP-BO-01 ESH-01 LP-ESH-01 MG-01 LP-MG-01
FP_125 | Guarantee | Bluedrop Appliance and Installation Insurance - 2 yr | Bluedrop Services (NW) Ltd | FP_125 |  | 2 | 2 | 22/04/2024 |  | Active | MG-01 LP-MG-01 BO-01 LP-BO-01 EE-01 LP-EE-01 WHD-01 LP-WHD-01 ESH-01 LP-ESH-01 RMI-01 LP-RMI-01 LO-01 LP-LO-01 TM-INS LP-TM-INS RMI-02
FP_126 | Guarantee | IAA Microgeneration Guarantee | The Installation Assurance Authority (IAA) | FP_126 |  | 1 | 2 | 2024-04-04 |  | Active | MG_01 LP-MG-01
FP_127 | Guarantee | IAA Heating Guarantee | The Installation Assurance Authority (IAA) | FP_127 |  | 1 | 2 | 2024-04-04 |  | Active | HC-01 LP-HC-01 BO-01 LP-BO-01 WHD-01 LP-WHD-01
FP_128 | Guarantee | IAA Fabric Insulation Guarantee 25 Year | The Installation Assurance Authority (IAA) | FP_128 |  | 1 | 25 | 2024-04-04 |  | Active | SWI-01 LP-SWI-01 LP-SWI-03 HY-01 LP-HY-01 SWI-02 LP-SWI-02 LP-SWI-04 CWI-01 CWI-02 LP-CWI-01 PHI-01 UFI-01 LP-UFI-01 RIR-01 LP-RIR-01
FP_129 | Guarantee | IAA Fabric Insulation Guarantee 6 Year | The Installation Assurance Authority (IAA) | FP_129 |  | 1 | 6 | 2024-04-04 |  | Active | EE-01 LP-EE-01
FP_130 | Guarantee | IAA Fabric Insulation Guarantee 2 Year | The Installation Assurance Authority (IAA) | FP_130 |  | 1 | 2 | 2024-04-04 |  | Active | LO-01 LP-LO-01 EE-01 LP-EE-01

## Ofgem Innovation Measures
InnovationMeasure_No | Measure Type | Manufacturer | Approved Product (s) | ECO Measure name | Notes
001 | External Wall Insulation (EWI) | Mauer | Mauer (KIWA BDA Certificate Number BAW-18-024-S-A-UK) | EWI_cavity_a_b EWI_solid_a_b EWI_cavity EWI_solid
002 | Underfloor Insulation (UFI) | Q-Bot | Q-Bot (BBA certificate 17/5440, product sheet 1) | UFI SFI
003 | Smart Thermostat (Smarttherm) | Switchee | Switchee | Smarttherm_solid_preP&RT Smarttherm_cavity_preP&RT Smarttherm_solid_nopreP&RT Smarttherm_cavity_nopreP&RT TRV_solid_smarttherm B_Upgrade_[walltype]_preHCs B_Upgrade_[walltype]_nopreHCs B_First_time_CH_[walltype] B_Broken_[walltype]_preHCs B_Broken_[walltype]_nopreHCs Smarttherm TRV B_First_Time_CH B_Upgrade_nopreHCs B_Upgrade_preHCs
004 | External Wall Insulation (EWI) | Instaclad | Instaclad (BBA certificate 15/5201, product sheet 1) | EWI_cavity_a_b EWI_solid_a_b EWI_cavity EWI_solid
005 | Internal Wall Insulation (IWI) | Energystore | Energystore Superbead (KIWA BDA cert BAW-19-106-S-A-UK) | IWI_cavity_a_b IWI_solid_a_b IWI_cavity IWI_solid
006 | Party Cavity Wall Insulation (PWI) | Climabead | Climabead Party Wall (KIWA BDA cert BAW-18-043-S-A-UK) | PWI_Cavity
007 | External Wall Insulation (EWI) | Soltherm | Soltherm 75 (BBA Certificate 16/5319, product sheet 2) | EWI_cavity_a_b EWI_solid_a_b EWI_cavity EWI_solid
008 | Smart Thermostat (Smarttherm) | Nest | Nest Thermostats with Seasonal Savings algorithm (Nest Learning Thermostat and Thermostat E) | Smarttherm_solid_preP&RT Smarttherm_cavity_preP&RT Smarttherm_solid_nopreP&RT Smarttherm_cavity_nopreP&RT TRV_solid_smarttherm Smarttherm_[walltype]_preP&RT Smarttherm_[walltype]_nopreP&RT Smarttherm TRV
009 | Cavity Wall Insulation (CWI) | ARP | ARP CWI (BBA certificate 89/2294, product sheet 2) | CWI_0.040 CWI_0.033 CWI_0.027 CWI_partial_fill
010 | Room in Roof Insulation (RIRI) | MI Systems Design | MI Systems Design RIRI (BDA Agrement BAR-19-116-S-A-UK) | RIRI_res_in RIRI_res_unin
011 | External Wall Insulation (EWI) | Wetherby | Wetherby EWI (“60 years” durability system in BBA certificate 03/4058, product sheet 2 & 3; 09/4625 product sheet 2) | EWI_cavity_a_b EWI_solid_a_b EWI_cavity EWI_solid
012 | Boiler (replacement, upgrade, FTCH) | Viessmann | Viessmann Vitovalor PT2 | B_Broken_cavity_nopreHCs B_Broken_cavity_preHCs B_Broken_solid_nopreHCs B_Broken_solid_preHCs B_First_time_CH_cavity B_First_time_CH_solid B_Upgrade_cavity_nopreHCs B_Upgrade_cavity_preHCs B_Upgrade_solid_nopreHCs B_Upgrade_solid_preHCs B_Upgrade_[walltype]_preHCs B_Upgrade_[walltype]_nopreHCs B_First_time_CH_[walltype] B_Broken_[walltype]_preHCs B_Broken_[walltype]_nopreHCs B_First_Time_CH B_Upgrade_preHCs B_Upgrade_nopreHCs
013 | Solar PV | UKSOL | UKSOL Optimised PV, model numbers: UKS - 6M30-OP / 6MB30-OP; UKS - 6M-OP / 6MB-OP | Solar_PV
014 | Room in Roof Insulation (RIRI) | Smart Fix Systems | Smart Fix Systems RIRI | RIRI_res_in RIRI_res_unin
015 | External Wall Insulation (EWI) | Soltherm | Soltherm FSC (Soltherm P EWI system using FSC panels, as described in BBA certificate 18/5557, product sheet 3) | EWI_cavity_a_b EWI_solid_a_b EWI_cavity EWI_solid
016 | Smart Thermostat (Smarttherm) | Secure Meters | Secure Meters C1727 Smart Thermostat | Smarttherm TRV TTZC
017 | Cavity Wall Insulation (CWI) | ARP | ARP CWI (BBA certificate 89/2294, product sheet 2. KIWA BDA Certificate Number BAW-17-071-S-A-UK) | CWI_0.040 CWI_0.033 CWI_0.027 CWI_partial_fill PWI_Cavity
018 | Solar PV | Allume | Allume Energy's SolShare, model number SOLSHARE-3P-XX-YY2 | Solar_PV
019 | Cavity Wall Insulation (CWI) | EnergyStore | EnergyStore Superbead 33+ CWI System (KIWA BDA Agrément BAW-22-255-S-AUK) | CWI_0.040 CWI_0.033 CWI_0.027 CWI_partial_fill PWI_Cavity
020 | Solar PV | SolarEdge | SolarEdge Smart Module with integrated S series (sense connect) Power Optimizers. | Solar_PV
021 | External Wall Insulation (EWI) | InstaClad | InstaClad Robust EWI (“60 years” durability system in BBA certificate 12/4944, product sheet 2) | EWI_cavity_a_b EWI_solid_a_b EWI_cavity EWI_solid
022 | Solar PV | UKSOL | UKSOL MCS certified monocrystalline solar PV panels with built in Tigo optimisers and CCA/TAP modules specified. | Solar_PV
023 | External Wall Insulation (EWI) | Soltherm Dynamic | Soltherm Dynamic EWI (KIWA BDA Agrément BAE-21-215-S-A-UK and BAW-22253-S-A-UK) | EWI_cavity_a_b EWI_solid_a_b EWI_cavity EWI_solid
024 | External Wall Insulation (EWI) | DuraShield | Pro EWI (BBA certificate 18/5503, product sheet 2 and BBA certificate 18/5503, product sheet 1) | EWI_cavity_a_b EWI_solid_a_b EWI_cavity EWI_solid
025 | Solar PV | Anglo | Solar PV MCS certified monocrystalline solar panels with built in Tigo optimisers and CCA/TAP modules specified. | Solar_PV
026 | Boiler (replacement, upgrade, FTCH) | Vaillant | aroTHERM Plus ASHP 3.5kW / 5kW / 7kW / 10kW / 12kW (MCS KIWA 00016/021HP / 00016/018HP / 00016/019HP / 00016/022HP / 00016/020HP) | B_Broken_cavity_nopreHCs B_Broken_cavity_preHCs B_Broken_solid_nopreHCs B_Broken_solid_preHCs B_First_time_CH_cavity B_First_time_CH_solid B_Upgrade_cavity_nopreHCs B_Upgrade_cavity_preHCs B_Upgrade_solid_nopreHCs B_Upgrade_solid_preHCs B_Upgrade_[walltype]_preHCs B_Upgrade_[walltype]_nopreHCs B_First_time_CH_[walltype] B_Broken_[walltype]_preHCs B_Broken_[walltype]_nopreHCs B_First_Time_CH B_Upgrade_preHCs B_Upgrade_nopreHCs
027 | External Wall Insulation (EWI) | JUB | 60 Year EWI (“60 years” durability system in BBA certificate 12/4955, product sheet 1) | EWI_cavity_a_b EWI_solid_a_b EWI_cavity EWI_solid
028 | Boiler (replacement, upgrade, FTCH) | Trianco | Activair High Temp ASHP – MCS: BSI KM 785261 | B_Broken_cavity_nopreHCs B_Broken_cavity_preHCs B_Broken_solid_nopreHCs B_Broken_solid_preHCs B_First_time_CH_cavity B_First_time_CH_solid B_Upgrade_cavity_nopreHCs B_Upgrade_cavity_preHCs B_Upgrade_solid_nopreHCs B_Upgrade_solid_preHCs B_Upgrade_[walltype]_preHCs B_Upgrade_[walltype]_nopreHCs B_First_time_CH_[walltype] B_Broken_[walltype]_preHCs B_Broken_[walltype]_nopreHCs B_First_Time_CH B_Upgrade_preHCs B_Upgrade_nopreHCs
029 | Solar PV | InstaGen | Solar PV MCS certified monocrystalline solar panels with Tigo optimisers and CCA/TAP modules specified. | Solar_PV
030 | External Wall Insulation (EWI) | K Systems | HP14 ECO for basecoat and adhesive layers (BBA certificate 18/5570, product sheets 1,2,3,4,5,6,7,8,9) | EWI_cavity_a_b EWI_solid_a_b EWI_cavity EWI_solid
031 | Boiler (replacement, upgrade, FTCH) | Vaillant | Vaillant aroTHERM Plus ASHP 3.5kW / 5kW / 7kW / 10kW / 12kW (MCS KIWA 00016/021HP / 00016/018HP / 00016/019HP / 00016/022HP / 00016/020HP) | B_Broken_cavity_nopreHCs B_Broken_cavity_preHCs B_Broken_solid_nopreHCs B_Broken_solid_preHCs B_First_time_CH_cavity B_First_time_CH_solid B_Upgrade_cavity_nopreHCs B_Upgrade_cavity_preHCs B_Upgrade_solid_nopreHCs B_Upgrade_solid_preHCs B_Upgrade_[walltype]_preHCs B_Upgrade_[walltype]_nopreHCs B_First_time_CH_[walltype] B_Broken_[walltype]_preHCs B_Broken_[walltype]_nopreHCs B_First_Time_CH B_Upgrade_preHCs B_Upgrade_nopreHCs
032 | Solar PV | Anglo | Anglo Solar PV with Tigo optimisers | Solar_PV

## Financial Protection Categories
FP_Code | Work Type | Measure Category | Measure Type | Notes
CWI-01 | Energy Efficiency | Cavity Wall Insulation | Cavity wall insulation | Aligned with Ofgem Appropriate Guarantee until finance panel set criteria
CWI-02 | Energy Efficiency | Cavity Wall Insulation | Party cavity wall insulation | Aligned with Ofgem Appropriate Guarantee until finance panel set criteria
RIR-01 | Energy Efficiency | Other Insulation | Room-in-roof insulation insulated | TrustMark approved financial protection
PHI-01 | Energy Efficiency | Other Insulation | Park home insulation (any) | Aligned with Ofgem Appropriate Guarantee until finance panel set criteria
SWI-01 | Energy Efficiency | Solid Wall Insulation | Solid wall - External Insulation | Aligned with Ofgem Appropriate Guarantee until finance panel set criteria
SWI-02 | Energy Efficiency | Solid Wall Insulation | Solid wall - Internal Insulation | Aligned with Ofgem Appropriate Guarantee until finance panel set criteria
SWI-03 | Energy Efficiency | Solid Wall Insulation | External Insulation of Cavity Walls | Aligned with Ofgem Appropriate Guarantee until finance panel set criteria. Updated to align with v3.5 of Ofgem Measure list
SWI-04 | Energy Efficiency | Solid Wall Insulation | Internal Insulation of Cavity Walls | Aligned with Ofgem Appropriate Guarantee until finance panel set criteria. Updated to align with v3.5 of Ofgem Measure list
EE-01 | Energy Efficiency | Other Insulation |  | Product Warranty & Scheme Requirements or TrustMark approved financial protection
MG-01 | Energy Efficiency | Micro-Generation |  | Product Warranty & Scheme Requirements or TrustMark approved financial protection
BO-01 | Energy Efficiency | Boiler | Boilers | Product Warranty & Scheme Requirements or TrustMark approved financial protection
RMI-01 | Repair, Maintenance & Improvement | Building Services |  | Product Warranty & Scheme Requirements
RMI-02 | Repair, Maintenance & Improvement | Improvement |  | Product Warranty & Scheme Requirements
RMI-03 | Repair, Maintenance & Improvement | Maintenance |  | Product Warranty & Scheme Requirements
RMI-04 | Repair, Maintenance & Improvement | Repair |  | Product Warranty & Scheme Requirements
LO-01 | Energy Efficiency | Loft Insulation | Loft Insulation | Product Warranty & Scheme Requirements or TrustMark approved financial protection
HY-01 | Energy Efficiency | Hybrid Wall Insulation | Hybrid Wall Insulation | TrustMark approved financial protection
UFI-01 | Energy Efficiency | Floor Insulation | Floor Insulation | TrustMark approved financial protection
ESH-01 | Energy Efficiency | ESH | Electric Storage Heaters | Product Warranty & Scheme Requirements or TrustMark approved financial protection
HC-01 | Energy Efficiency | Heating Controls | Heating Controls | Product Warranty & Scheme Requirements or TrustMark approved financial protection
TM-INS | Energy Efficiency | Insulation | Any insulation outside of the above | Product Warranty & Scheme Requirements or TrustMark approved financial protection
TM-MG-01 | Energy Efficiency | Micro-Generation | Microgeneration outside to the list above | Product Warranty & Scheme Requirements or TrustMark approved financial protection
WHD-01 | Energy Efficiency | Heating | Central heating / electric boiler as used in WHD | Product Warranty & Scheme Requirements
PV-01 | Energy Efficiency | Micro-Generation | Solar PV | TrustMark approved financial protection
FRI-01 | Energy Efficiency | Flat Roof Insulation |  | Product Warranty & Scheme Requirements or TrustMark approved financial protection
LP-CWI-01 | Licence Plus | Cavity Wall Insulation | Cavity wall insulation | Licence Plus
LP-LO-01 | Licence Plus | Loft Insulation | Loft Insulation | Licence Plus
LP-HY-01 | Licence Plus | Hybrid Wall Insulation | Hybrid Wall Insulation | Licence Plus
LP-TM-INS | Licence Plus | Insulation | Any insulation outside of the above | Licence Plus
LP-RIR-01 | Licence Plus | Other Insulation | Room-in-roof insulation insulated | Licence Plus
LP-UFI-01 | Licence Plus | Floor Insulation | Floor Insulation | Licence Plus
LP-SWI-01 | Licence Plus | Solid Wall Insulation | Solid wall - External Insulation | Licence Plus
LP-SWI-02 | Licence Plus | Solid Wall Insulation | Solid wall - Internal Insulation | Licence Plus
LP-SWI-03 | Licence Plus | Solid Wall Insulation | External Insulation of Cavity Walls | Licence Plus
LP-SWI-04 | Licence Plus | Solid Wall Insulation | Internal Insulation of Cavity Walls | Licence Plus
LP-EE-01 | Licence Plus | Other Insulation |  | Licence Plus
LP-MG-01 | Licence Plus | Micro-Generation | Microgeneration outside to the list above | Licence Plus
LP-PV-01 | Licence Plus | Micro-Generation | Solar PV | Licence Plus
LP-RMI-01 | Licence Plus | Building Services |  | Licence Plus
LP-BO-01 | Licence Plus | Boiler | Boilers | Licence Plus
LP-WHD-01 | Licence Plus | Heating | Central heating / electric boiler as used in WHD | Licence Plus
LP-HC-01 | Licence Plus | Heating Controls | Heating Controls | Licence Plus
LP-ESH-01 | Licence Plus | ESH | Electric Storage Heaters | Licence Plus
LP-FRI-01 | Licence Plus | Flat Roof Insulation |  | Licence Plus
HIL-TM-01 | Home Improvement Lodgement | Misc | Misc | Section 10